## DirectoryOfServices
ListItemID | OrderCode | TestName | SpecimenContainer | PerformingLaboratory | SpecimenType | CPTCode | AlternateDescription | PreciseDescription | SpecialInstructions | Methodology | ClinicalSignificance | ReferenceRange | TATStat | TATRoutine | SetupScheduleDays | SetupScheduleTimes | MinimumDraw
867 | GASPCR | STREPTOCOCCUS, GROUP A, DNA PROBE | Eswab | Microbiology TGH Laboratory | Throat swab obtained from the surface of either tonsil (or tonsillar fossae) or the posterior pharyngeal wall | 87651 | ​​ GROUP A STREPTOCOCCUS PCR​ | LAB6041 |  | PCR | Group A Streptococcus (GAS) is the most common cause of bacterial pharyngitis. GAS pharyngitis is the only commonly occuring form of acute pharyngitis for which antibiotic therapy is indicated. A negative result does not rule out the presence of other bacterial agents that can cause acute pharygitis. Please request a Throat Culture (THRC) if indicated. ​ | Not Detected​ | 2 hours | 6 hours | 7 days | 24 hours
866 | SGCDNA | STREPTOCOCCUS GROUP A, C AND G DNA NAAT, SWAB (ONLY FOR BHP LAB) | Eswab | Brandon Healthplex Laboratory | Throat swab | 87651 | STREPTOCOCCUS A,C,AND G DNA NAAT (ONLY FOR BHP LAB)​ | LAB9867 | ​ | Nucleic Acid Amplificaiton Test | ​Streptococcal pharyngitis, or "strep throat", is a common bacterial infection found in childhood. Strep throat affects all age groups but is most common in children between ages 5 and 15.Streptococcus pyogenes(Group A streptotoccus, or GAS) is the most common cause of acute pharyngitis, affecting approximately 1 in 10 children per year. Streptococcus dysgalactiae (pyogenic group C and G beta-hemolytic streptococcus, C/G) is an important human pathogen and causes the clinical spectrum of diseases that closely resemble GAS infections, including streptococcal pharyngitis. This test detects and differentiatesStreptococcus pyogenes DNA andStreptococcus dysgalactiae DNA present from patients with signs and symptoms of pharyngitis, such as sore throat. | ​Not detected | 60 minutes | 1-2 hours | 24/7 | As received | 1 swab
865 | INHA | Inhibin A, Serum | Red Top | Quest Diagnostics, San Juan Capostrano, CA | Blood - Serum | 86336 | ​HB Inhibin A | LAB4492 | Sent to reference lab.​ | Immunoassay (IA) | Inhibin A is useful as an indicator of gonadal function, and ovarian response to hMg or to FSH stimulation. Inhibin A, produced by the placenta, is used along with other maternal serum biochemical markers to improve sensitivity of teh screen for Down Syndrome risk.​ | Male: <2.0 pg/mL Female: Premenopausal <98.0 pg/mL Postmenopausal ​ <2.1 pg/mL | Not available | 2-4 days | Monday - Saturday |  | 0.5 mL serum, 2 mL preferred
864 | INHB | Inhibin B | Red Top | Quest Diagnostics, Valencia, CA | Blood - Serum | 82397 | ​​LAB 2576 | Inhibin B, Serum | Sent to reference lab. ​ | Chemiluminescence (CL) | Inhibin B is the major circulating inhibin in males. It is also detectable in women during menstrual cycles, particularly prior to ovulation. ​The measurement of inhibin B serves as an endocrine marker for monitoring male and female gonadal function. | Male​ Female 5-9.9 years 21-166 pg/mL <=18 pg/mL 10-13.9 years 41-328 pg/mL <=86 pg/mL 14-17.9 years 54-295 pg/mL <=123 pg/mL >=18 years 47-308 pg/mL Females ​Pre-menopausal <153 pg/mL Post-menopausal <10 pg/mL | Not available. | 2-4 days | Tuesday, Thursday, Saturday |  | 0.5 mL serum; 1 mL preferred
863 | C19IGG | SARS-CoV-2 IgG | Red Top | TGH Chemistry Laboratory | Blood -Serum | 86769 | COVID IgG​​ | SARS-CoV-2 IgG |  | Chemiluninescent Microparticle Immunoassay (CMIA) | Intended for the qualitative detection of IgG antibodies to SARS-CoV-2 in human serum. The SARS-CoV-2 IgG assay is used as an aid in identifying individuals with an adaptive immune response to SARS-CoV-2, indicating recent or prior infection.​ | ​<1.4 Negative >=1.4 Positive | Not available | 24 hours | Monday - Friday | 2pm-4pm and 8pm-10pm | 5 mL
862 | ACEPOL | Angiotensin Converting Enzyme Polymorphism | Lavendar Top (EDTA) | Quest Diagnostics San Juan Capistrano, CA | Whole Blood | 81400 | ​ | Angiotensin Converting Enzyme (ACE), Whole Blood​ | Sent to a reference laboratory. Store and ship at room temperature.​ | Fluorescent Polymerase Chain Reaction • Capillary Electrophoresis | ​This assay is intended for the qualitative determination of angiotensin converting enzyme gene insertion/deletion polymorphism and should be performed on the people who are at risk for coronary events and restenosis after precutaneous transluminal coronary angioplasty.​ | ​See lab report. | Not available. | 5 days | Monday only |  | 3 mL EDTA whole blood; 5 mL preferred
861 | IL6DOB | Interleukin-6, Serum | Light Green top (Lithium heparin); Purple (K2 EDTA); Red Top | TGH Chemistry Lab | Blood; Serum or Plasma | 83520 | ​​​​​​ | LAB4462 | ​ | Electrochemilumenscence Immunoassay (ECLIA) | This assay is used to assist in identifying severe inflammatory response in patients with confirmed COVID-19 illness to aid in determining the risk of intubation with mechanical ventilation, in conjunction with clinical findings and the results of other laboratory testing. | 1.5 - 7 pg/mL | 1 hour | 2 hours | Daily | 8:00 | 2 mL
860 | LEFLU | Leflunomide | Red Top (no gel) preferred; Green top (Sodium heparin or lithium heparin) | Quest Diagnostics Valencia Nichols Institute | Blood | 80299 | ​​Leflunomide Metabolite​ | LAB3166 | Sent to reference lab. ​Collect specimen in plain red-top tube. SST tubes will be rejected. Stable at RT for 5 days; Refrigerated 14 days; and Frozen for 30 days. Transport refrigerated. | Chromatography/Mass Spectrometry | Leflunomide is an immunosuppressant medication used in the treatment of rheumatoid arthritis​. Leflunomide is rapidly and extensively metabolized to teriflunomide, which is the active form of the medication. Therapeutic monitoring of the teriflunomide is important to ensure adequate dosage. It is also recommended that all women of childbearing potential who discontinue leflunomide and who wish to become pregnant complete elimination of the drug. | Mean steady state plasma concentrations of teriflunomide from patients on daily dosages of 5, 10, or 25 mg of leflunomide were 8,800, 18,000 and 63,000 ng/mL, respectively. it is recommended that women of childbearing potential who discontinue leflunomide therapy undergo the chlestyrmine drug elimination procedure. This procedure includes verification that plasma levels of teriflunomide are less than 20 ng/mL by two separate tests at least 14 days apart.​ | Not available. |  | 2 days a week |  | 0.5 mL; 1 mL serum preferred.
859 | URH | RH GROUPING | EDTA Lavendar | Brandon Healthplex Laboratory | BLOOD | 86901 | ​​RH GROUPING Special Instructions for the following Blood Bank collections: 1. Blood type ABO +RH 2. Coombs Direct (DAT) 3. Rhogam Work-up 4. Type and Screen 5. Type, Screen and Crossmatch Atwo person patient Identification Process is required, one of which must be an RN. The person drawing the blood and the person verifying the patient's identity must ensure that all 4 identifiers on the Laboratory Order Notice (requisition) Patient's Identification Band, and Tube Label match exactly ***All three documents must be the same and complete with no letters, or numbers missing*** The four Identifiers used for Blood Bank specimens are: patient's full & complete name, date of birth, medical record number and patient number. The Accurate Patient Identification Policy (TX 263) must also be followed. Ensure that the patient's verbal information of full name and date of birth also match the 3 written documents stated above. Tubes must be labeled at bedside and in patient's presence and LON must be signed by both staff members performing the identification process. Refer to: 1. Hospital Phlebotomy Procedure TX-70 Section B part II Labeling Blood bank Specimens. 2. Accurate Patient Identification Policy TX-263 | LAB2600 | ​ | Manual agglutination | This Rh testing is to determine is a patient is Rh positive or negative and is to be used only to determine if the patient needs to be administered Rhogham due to a miscarriage.​ | ​Positive or Negative | 1 hour | 1 hour | 7 days a week | As received | 0.2 mL
858 | SARS-CoV-2 (COVID 19) | SARS-CoV-2 PCR | UTM Swabs, Sterile Cup | TGH Esoteric Laboratory | Respiratory specimens including: nasopharyngeal or oropharyngeal aspirates or washes, nasopharyngeal or oropharyngeal swabs, broncheoalveolar lavage, trachael aspirates, and sputum | U0002 | ​​ | SARS-CoV-2 PCR (COVID 19) | Only USF Infectious Disease Physicians will be able to order this test.​ | Real-Time PCR | The test is used to ​determine the presence of SARS-CoV-2 RNA in respiratory specimens. Organisms may be detected by PCR prior to detection by immunological methods. PCR provides more rapid results than culture. Results will be reported as Not detected, Detected, or Invalid. A result comment will be added that states: "Primers and probes for detection on SARS-CoV-2 were determined by the CDC and a modified protocol was validated by the Esoteric Testing Department of Tampa General Hospital. TGH validation resutls were submitted to FDA for Emergency Use Approval (EUA). Approval is pending. | Not detected​ | Not available | 12 hours | 7 days a week | 5am-10pm | 1 mL
857 | DPAR | Direct Parasite Exam, Resp/Skin/Fluid | Sterile, Leak-proof, screw top container | Microbiology TGH | See Special Instructions | 87999 | ​​​Direct Parasite Exam​ | MICRO22 | ​Bronchial Aspirate, Bronchial Lavage, Bronchial Washings, Sterile Body Fluid​, Lung Aspirate, plueral Fluid, Skin, Skin Biopsy, Sputum, Trachael Aspirate | Microscopic and/or Macroscopic Examination | A direct parasite exam is performed on sterile body fluids, respiratory secretions, or skin to rule out non-fecal parasites, ticks, mites, and scabies.​ | No parasites seen.​ | 2 hours | 8 hours | 7 days a week | 24 hours | 1 mL
856 | HELIS | Helicobacter pylori Culture with Susceptibilities | Sterile Container | Mayo Rochester | Gastric Biopsy placed in Saline | 87081, 87176 | ​​H. pylori | Helicobacter pylori Culture with Susceptibilities | Sent to reference laboratory. Specimen must be received in the laboratory within 48 hours of collection. Ship refrigerated.​ | Convential Culturing Techniques | ​Helicobacter pyloriis a spiral-shaped gram-negative bacterium that may cause chronic gastritis, pepic ulcer disease, or gastric neoplasia. In adults, of industrialized countries, an estimated 0.5% of the suceptible population becomes infected each year, although the incidence has been decreasing over time. The organism may asymptomatically colonize humans. In supectedH. pylori-associated disease, the noninvasive stool antigen or urea breath testis recommended. If patients fail to respond to treatment and antimicrobial resistance is suspected, gastric biopsy, gastric brushings, or gastric aspirate may be cultured to attempt to recover the organism for antimicrobial susceptibility testing to assess for resistance. Multidrug regimens are required to attain successful cure ofH. pyloriinfection. Antimicrobial resistance inH. pyloriis increasing. Disease caused byH. pylori ​resistant to clarithromycin or metronidazole is associated with a greater incidence of treatment failure than disease caused by a susceptible strain. | ​No grwoth after 7 days | Not available. | 7-28 days | Monday - Saturday |  | Entire Collection
855 | CHRO | CHROMATIN (NUCLEOSOMAL) ANTIBODY, BLOOD | Red Top | Quest Diagnostics Nichols Institute, Chantilly, Virginia | Blood, Serum | 86235 | ​​Chromatin ​ | LAB7746 | ​Sent to reference lab. Transport at room temperature. | Immunoassay (IA) | ​Chromatin Antibody plays a central role in the autoimmune response in systemic lupus erythematosus (SLE). Approximately 90% of patients with SLE have sera that will exhibit reactivity to nucleosomes. | ​<1.0 Ab Negative | Not available. | 1-3 days | Monday - Friday |  | 0.5 mL serum, 1 mL preferred
854 | CHAG | Chagas Donor Screen, Blood | Red Top | Quest Diagnostics Nichols Institute, Chantilly, Virginia | Serum, Blood | 86753 | ​​Chagas Donor Scree​n | LAB3251 | Sent to a reference lab. ​Ship refrigerated (cold packs). | Enzyme Linked Immunoabsorbent Assay (ELISA) | ​Trypanosoma cruziis a flagellated, protozoan parasite, which is endemic to regions of South and Central America and Mexico. It is the causitive agent of Chagas Desease. Infection is chronic, asymptomatic and untreatable. The Chagas screening assay detects antibodies toT. cruzi​ and is used to screen blood and tissue donors. | Non-Reactive​ | Not available. | 3 days | Monday - Friday |  | 0.5 mL; 1 mL preferred
853 | ORGUQT | ORGANIC ACIDS, FULL PANEL, W/CREATININE, QUANTITATIVE, URINE, RANDOM | Sterile Container | Quest, SJC | Urine | 82542, 82570 | ​​ ORGANIC ACIDS, COMPREHENSIVE QUANTITATIVE PANEL, URINE​ | LAB9303 | Performed at a reference lab. Freeze immediately. Ship frozen. Do not thaw.​ | Gas Chromatography/Mass Spectrophotometry | ​This test is intended for diagnosis and monitoring of inherited disorders affecting multiple metabolic pathways. Organic acidurias are inherited disorders resulting from a deficient enzyme or transport protein. Although most are autosomal recessive disorders, several are X-linked. The more than 60 described organic acidurias affect many metabolic pathways including amino acid meatbolism, lipid metabolism, purine and pyrimidine metabolism, the urea cycle, the Krebs cycle and fatty acid oxidation. These disorders are characterized by a wide variety of symptoms such as lethargy, coma,hypotonia, seizures, ataxia, vomiting, failure to thrive, developmental delay, liver disease, neutropenia, thrombocytopenia, osteomalacia and osteoporosis. Severity of presentation is highly variable as is age of onset, and patients may not present with the most characteristic features. Laboratory results commonly indicate metabolic acidosis, increased anion gap, hyperammonemia, hypoglycemia, lactic acidemia, ketosis, or abnormal lipid patterns. Treatment may be based on dietary restrictions and/or supplementation with cofactors (e.g. riboflavin or cobalamin) or conjugating agents (e.g., carnitine or sodium benzoate); however, there is no effective therapy for some disorders. Elevation of one or more organic acids is diagnostic for an organic aciduria; however, elevations should be interpreted in context with clinical findings and/or additional test results. Since many organic acidurias are episodic, the diagnostic efficancy is maximized when the patient is expressing symptoms at the time of specimen collection. The test will be capable of diagnosing over 30 inherited metabolic defects, and will also allow physicians to determine dietary compliance or the effectiveness of dietary/cofactor therapy for their patients. It can also be used, alone or in conjunction with other tests, to confirm the findings of a positive expanded newborn screen. | ​See Laboratory Report | Not available | 4-6 days | Monday - Saturday |  | 4 mL
852 | ACREBB | ACETYLCHOLINE RECEPTOR (ACHR) BINDING ANTIBODY, SERUM | Red top | Quest Diagnostics Nichols Institute | Serum - blood | 83519 | ​​ACETYLCHOLINE RECEPTOR BINDING ANTIBODY​ | LAB836 | Sent to reference lab. Transport at room temperature. Reject if gross hemolysis, lipemic or microbialy contaminated.​ | Radioimmunoassay (RIA) | Myasthenia Gravis (MG) is an autoimmune neuromuscular disorder characterized by muscle weakness, most commonly due to autoantibogy-mediated loss of functional acetylcholine receptors (AChR) in the neuromuscular junction. AChR binding autoantibodies are diagnostic of MG, and are found in 85-90% of MG patients. This assay aids in the differential diagnosis of conditions with MG-like muscle weakness and in monitoring therapeudic response. If binding antibodies are negative, assays for modulating and blocking antibodies should be considered. | Negative <=0.30 nmol/L Equivocal 0.31 - 0.49 nmol.L Positive >=0.50 nmol/L​ | Not available | 1-2 days | Tuesday - Saturday |  | 0.5 mL, 1 mL preferred.
851 | TVNAT | TRICHOMONAS VAGINALIS NUCLEIC ACID TEST | Aptima swab or sterile cup | TGH Esoteric Lab | Vaginal swab, endocerbical swab, thin prep, or first stream urine | 87661 | ​​TRICHOMONASVAGINALIS NUCLEIC ACID TEST​ (T. VAGINALIS) | LAB1931 |  | Nucleic Acid Amplification | Trichomonas infection is responsible for the most common non-viral sxually transmitted disease (vaginitis or trichomoniasis) worldwide. Trichomoniasis is a significant cause of morbidity among all infected patients. Effective diagnosis and treatment of Trichomonas infections have been shown to eliminate symptoms. ​ | Not detected​ | Not available | 48 hours | Monday - Friday | AM | 10 mL urine
850 | ESTRON | Estrone | Red top (no gel) | Quest Diagnostics Nichols Institute San Juan Capistrano | Serum - Blood | 82679 | ​​ | Estrone | ​Sent to a reference lab. Specify age and sex on test requisition. Transport refrigerated. Stable at room temp for 48 hours, refrigerated for 7 days, and frozen for 2 years. | Chromatography/Mass Spectrometry | Estrone is primarily derived from metabolism of androstenedione in peripheral tissues, especially adipose tissues. Individuals with obesity have increased conversion of androstenedione to Estrone leading to higher concentrations. In addition, an increase in the ratio of Estrone to Estradiol may be useful in assessming menopause in women. Norethindrone acetate/Norethisterone acetate is known to interfere with the measurement of estrone using the Quest Diagnostics LC-MS/MS method. This test should not be used to quantitate estrone in patients taking this drug. | Adult Male​ <=68 pg/mL Female Follicular Stage 10-138 pg/mL Luteal Stage 16-173 pg/mL Postmenopausal <=65 pg/mL Pediatric Male (pg/mL) Female (pg/mL) Pre-pubertal (1-9 Years) <10 <=34 10-11 Years <=12 <=72 12-14 Years <=28 <=75 15-17 Years <=64 <=188 | Not available | 2-5 days | Daily |  | 0.25 mL; 0.5 mL preferred
849 | HELIS | HELICOBACTER PYLORI CULTURE AND SENSITIVITIES (HELIS), TISSUE | Sterile Container | Mayo Clinic Laboratories | Gastric biopsy preferred; Gastric brushings or Gastric aspirate | 87081 and if appropriate: 87077, 87153, 87176, 87181, 87186 | HELICOBACTER PYLORI CULTURE​ | LAB3269 | ​Sent to reference lab. Moisten biopsy specimen with sterile saline. Biopsy will be rejected if received in fluid other than sterile saline.Specimen must be received in lab within 48 hours of collection.Transport refrigerated. Specific anatomic source required. See Helicobacter pylori Diagnostic Algorithm on Mayo Clinic Website. | Conventional Culture Techniques | ​Helicobacter pyloriis a spiral-shaped gram-negative bacterium that may cause chronic gastritis, peptic ulcer disease, or gastric neoplasia. In adults of industrialized countries, an estimated 0.5% of the susceptible population becomes infected each year, although the incidence has been decreasing over time. The organism may asymptomatically colonize humans. in suspected H. pylori -associated disease, the noninvasive stool antigen or urea breath test is recommended. If patients fail to respond to treatment and antimicrobial resistance is suspected, gastric biopsy, gastric brushings, or gastric aspirate may be cultured to attempt to recover the oragnism for antimicrobial susceptibility testing to assess for resistance. Multidrug regimens are required to attain successful cure ofH. pylori infection. Antimicrobial resistance inH. pylori is increasing. Disease caused byH. pylori resistant to clarithromycin or metronidazole is associated with a greater incidence of treatment failure than disease caused by a susceptble strain. The CLSI recommends agar dilution forH. pylori​ antimicrobial susceptibility testing. Amoxicillin, ciprofloxacin, clarithromycin, metronidazole and tetracycline are routinely tested. The only antimicrobial for which interpretive breakpoints have be defined by the CLSI is clarithromycin. Reflex tests: Bacteria Identification, Tissue Processing, Sensitivity, MIC, Susceptibility, Aerobe Ident by Sequencing Cautions: Culture-negative results may occur due to teh fastidious nature of the organism. Delays in specimen transportation will decrease recovery of the organism. Antimicrobial therapy may render the culture negative. Due toHelicobacter pylori​'s fastidious nature and slow-growth, it may take 7 days to reciver the organism and up to an additional 21 days to perform antimicrobial susceptibility testing. | ​No growth after 7 days.​ Interpretation: A positive result provides evidence of the presence of Helicobacter pylori.​ Organisms may be detected in asymptomatic (colonized) individuals. False-negative culture results may occur since the organism may die between biopsy and lab culture. | Not available. | 7-28 days | Every day |  | 0.5mL or 0.5 x 0.2 x 0.2-cm sized piece of tissue
848 | F8ANT | Factor VIII Antigen | Light Blue Top (3.2% Sodium Citrate) | Quest Diagnostics Nichols Inst San Juan Capistrano | Plasma | 85244 | ​​​ | Factor VIII Antigen | ​Sent to reference laboratory. To get Platelet Poor Plasma: Centrifuge tube for 15 minutes at approx 1500 g within 60 minutes of collection. Using a plastic pipette, remove plasma, taking care to avoid the WBC/platelet buffy layer and place into a plastic screw-cap vial. Centrifuge a second time and transfer platelet-poor plasma into a new plastic screw-cap vial. Plasma must be free of pletelets (<10,000/mcl). Freeze immeidately and ship on dry ice. Do not thaw. | Immunoassay (IA) | An ELISA for Factor VIII antigen may be used in conjunction with the functional assays in the assessment of Factor VIII replacement therapies, assessment of carrier status, as well as to distinguish those patients that may be deemed cross-reactive material (CRM) positive.​ | ​0.60-1.95 IU/mL | Not available | 2-31 days | As needed; at least 1x/month |  | 0.5 mL; 1 mL plasma preferred
847 | SGCDNA | Streptococcus A, C and G DNA NAAT | eSwab | Microbiology and BHP TGH Laboratories | Throat Swab | 87651, 87798 | ​​Strep Complete, Strep Throat PCR | Streptococcus A, C and G DNA NAAT | ​ | Nucleic Acid Amplification | Streptococcus pyogenes (Group A strep (GAS)) is the most common bacterial cause of acute pharyngitis, affecting 1 in 10 children per year.Streptococcus dysgalactiae(Group C and G strep) is an important human pathogen and cause the clincla spectrum of diseases that closely resemble GAS infections, including streptococcal pharyngitis. A negative result does not require a follow up culture for confirmation. | ​Negative for Group A Strep Negative for Grup C/G Strep | 1 hour | 24 hours | Daily | 24/7 | 1 swab
846 | COPEPB | Copeptin, Serum | Red-preferred; EDTA (lavendar top) or Sodium heparin (green top) | Quest Diagnostics Nichols Institute San Juan Capistrano | Serum-Blood | 86255 | ​​​​C-Terminal pro-vasopressin, CT-proAVP | LAB9907 | ​This test is sent to a reference lab. Transport Frozen plasma. Gross hemolysis rejected. Stabile at room temperature for 24 hours; refrigerated for 72 hours, and frozen 28 days. | Immunofluorence Assay (IFA) | ​The Copeptin test is used in the diagnosis of central diabetes insioidus and in the differential diagnosis of central or nephrogenic diabetes insipidis. It is a reliable surrogate marker for arginine vasopressin (AVP). | ​<=14 pmol/L | Not available | 4-6 days | Mon, Wed, Sat |  | 0.5 mL; 1mL preferred
845 | JCVURB | JC POLYOMA VIRUS DNA, QUAN, URINE | Clear Top Urine, Sterile Cup | Esoteric TGH Laboratory | Urine | 88184, 88185 | ​​​JC Virus DNA QNT, Urine​ | LAB6434 |  | Real-Time Polymerase Chain Reaction | This test is to determine ​the presence of JC Virus in the patient's sample. Detection of the virus in these specimens may be indicative of an active infection, as PCR detects the virus and not the host's reaction to the virus (which is the case for antibody based testing). | Not detected​ | Not available | 72 hours | Monday - Friday (no holidays) | AM | 1 mL
844 | JCCFQL | JC POLYOMA VIRUS DNA, QUAL, CSF | Sterile Cup | Esoteric TGH Laboratory | CSF | 88184, 88185 | JC VIRUS DNA, QUAL, CSF​ | LAB6432 |  | Real-Time Polymerase Chain Reaction | ​This test is to determine the presence of JC Virus in the patient's sample. Detection of the virus in these specimens may be indicative of an active infection, as PCR detects the presence of the virus and not the host's reaction to the virus (which is the case for antibody based testing). | Not Detected​ | Not available | 72 hours | Monday - Friday (no holidays) | AM | 1 mL
843 | BKTIQL | BK Virus DNA Qual, Tissue | Sterile Cup | Esoteric TGH Laboratory | Tissue | 88184, 88185 | ​​​ | LAB9917 |  | Real-Time Polymerase Chain Reaction | This test is to determine the presence ​of BK Virus in the patient's sample. Detection of teh virus in these specimens may be indicative of an active infection, as PCR detects the presence of the virus and not the host's reaction to the virus (which is the case for a antibody testing). | Not Detected​ | Not available | 72 hours | Monday - Friday (no holidays) | AM | 1 mL
842 | BKVPLB | BK VIRUS DNA, QN REAL-TIME PCR, PLASMA | Lavender Top | Esoteric TGH Laboratory | Plasma | 88184, 88185 | BK Virus DNA Qnt, Plasma​ | LAB2512 |  | Real-Time Polymerase Chain Reaction | This test is to determine the presence ​of BK Virus in the patient's sample. Detection of teh virus in these specimens may be indicative of an active infection, as PCR detects the presence of the virus and not the host's reaction to the virus (which is teh case for antibody based testing). Polyomavirus BK DNA detection in plasma is associated with an increase risk of graft rejection in renal recipients. Quantitative testing may indicate change in risk over time. | Not Detected​ | Not available | 72 hours | Monday - Friday (no holidays) | AM | 3 mL
841 | JCVPLB | JC POLYOMA VIRUS DNA, QUAN, PLASMA | Lavender Top | Esoteric TGH Laboratory | Plasma | 88184, 88185 | ​​JC Virus DNA QNT, Plasma​ | LAB2514 |  | Real-Time Polymerase Chain Reaction | This test is to determine the presence of JC Virus in the patient's sample. Detection of the virus is these specimens may be indicative of an active infection, as PCR detects the presence of the virus and not the host's reaction to the virus (which is teh case for antibody based testing). Polyomavirus JC DNA detection in plasma is associated with an increase risk of graft rejection in renal recipients. Quantitative testing may indictae change in rik over time. ​ | Not Detected​ | Not avaiable | 72 hours | Monday - Friday (no holidays) | AM | 3 mL
840 | JCTIQL | JC Virus DNA Qual, Tissue | Sterile Cup | Esoteric TGH Laboratory | Tissue | 88184, 88185 | ​​​​ | LAB9916 |  | Real-Time Polymerase Chain Reaction | This test is to determine the presence of JC Virus in the patient's sample. Detection of the virus in these specimens may be indicative of an active infection, as PCR detects the presence of the virus​ and not the host's reaction to the virus (which is the case for antibody based testing). | Not detected​ | Not available | 72 hours | Monday - Friday (no holidays) | AM | 1 mL
839 | BKVURB | BK VIRUS DNA, QN REAL-TIME PCR, URINE | Clear Top Urine, Sterile Cup | Esoteric TGH Laboratory | Urine | 88184, 88185 | ​​​​BK Virus DNA QNT, Urine​ | LAB3039 |  | Real-Time Polymerase Chain Reaction | This test is to determine the presence of BK Virus in the patient's sample. Detection of the virus in these specimens may be indicative of an active infection, as PCR detects the presence of the virus and not the host's​ reaction to the virus (which is the case for antibosy based testing). | ​Not Detected | Not available | 72 hours | Monday - Friday (no holidays) | AM | 1 mL
838 | BKCFQL | BK Virus DNA QL Real-Time PCR, CSF | Sterile Cup | Esoteric TGH Laboratory | CSF | 88184, 88185 | ​​BK Virus DNA Qual, CSF​ | LAB6933 | ​ | Real-Time Polymerase Chain Reaction | This test is to determine the presence of BK Virus in the patient's sample. Detection of the virus ​in thee specimens may be indicitive of an active infection, as PCR detects the presence of the virus, and not the host's reaction to the virus (which is the case for antibody based testing). | ​Not Detected | Not available | 72 hours | Monday - Friday (no holidays) | AM | 1 mL
837 | LLPB | Leukemia/Lymphoma PNL, Blood | Lavendar Top (EDTA) | Esoteric TGH Laboratory | Blood | 88184, 88185 | Leukemia/Lymphoma​ Panel | LAB9414 |  | Flow Cytometry | To aid in the diagnosis and classification of leukemia/lymphoma.​ | See Report​ | Not available | 3-5 days | 7 days a week | PM | 3 mL
836 | LLPO | Leukemia/Lymphoma PNL (NON BLOOD) | Sterile Container | Esoteric TGH Laboratory | Bone Marrow, Biopsy, CSF, Misc Fluids (Pericardial, Peritoneal, Cyst, Synovial, Vitreous, Amniotic) | 88184, 88185 | Flow Cytometry NON BLOOD​ | LAB9415 |  | Flow Cytometry | To aid in the diagnosis and classification of leukemia/lymphoma.​ | See Report​ | Not available | 3-5 days | 7 days a week | PM | 1 mL
835 | TRECA | TRANSPLANT ARCHIVE SAMPLE | Large Levendar (EDTA), Red Top | TGH Esoteric | BLOOD | N/A | ​​TRANSPLANT ARCHIVE SAMPLE​ | LAB1950 | ​This test code is to freeze transplant patient's specimens for future testing needs if required. | N/A | ​N/A | ​N/A | Not available. | 24-48 hours |  |  | 1 mL
834 | INTE2B | Interleukin-2 (IL-2) Receptor, EIA | Red Top | Quest Diagnostics Nichols Institute | Serum | 83520 | ​Cytokine, IL2​​ | LAB7794 | ​Sent to reference lab. 1 mL frozen serum preferred. Room temperature and refrigerated specimens are unacceptable. Specimen stable frozen at -20C for 30 days and at -70C for 1 year. NOTE: Cytokine levels may demonstrate diurnal variation. Recommend cytokine levels to be determined at the same time of day for improved logitudinal comparision. | Enzyme Immunoassay (EIA) | IL-2 is a protein cytokine produced primarily by T-helper lymphocytes in response to infection. IL-2 signals T cell proliferation and antibody secretion by B cells. IL-2 therapy is approved for treatment of certain types of cancer and is being studied for treatment of other medical conditions. ​ | ​<38 pg/mL | Not available | 1-4 days | Sunday, Tuesday, Thursday | AM | 0.3 mL
833 | VORIC | VORICONAZOLE LEVEL, HPLC | Red Top (no gel) - Preferred; Sodium Heparin (Green top) acceptable | Quest Diagnostics Nichols Institute Valencia | SERUM/ PLASMA | 80299 | ​VORICONAZOLE,LC/MS/MS​ | LAB7044 | ​Sent to reference lab. Must transport refrigerated (cold packs). Specimen stable for 5 days at room temperature and refrigerated, and 30 days frozen. Will reject Serum Seperator tube (SST), other body fluids or specimen types. | Chromatography/Mass Spectrometry | ​The antifungal drug voriconazole is commonly used in the treatment of various types of fungal infections. An increased fungal resistance to similar drugs of greater toxicity has promoted the use of voriconazole in treating infections caused by aspergillus and other fungal species. The chronic nature of fungal infections demands constant monitoring of voriconazole levels within a patient to ensure that adequate therapeudic levels of the drug are administered, absorbed and subsequently excreted. | Steady state trough levels are achieved within 1 day when an IV loading dose is used and after approximately 5 days of oral or IV therapy without a loading dose.​ Prophylaxis: trough >0.5 mcg/mL Therapeudic range for treatment: trough 2.0 - 5.5 mcg/mL | Not available. | 2-3 days | Monday - Saturday | AM | 1 mL; 2mL preferred
832 | MULLM | Anti-Mullerian Hormone (AMH), Male, Serum | Red top (No additive) | Quest Diagnostics Nichols Institute Valencia | Blood | 82397 | ​​AMH-MIS, Mullerian inhibiting Substance | LAB9874 | ​Sent to reference laboratory. Separate serum and ship in a plastic leak-proof container refrigerated or frozen. The specimen will be rejected if a serum separator tube (SST) is used, gross hemolysis, icteric, lipemia or received at room temperature. | Immunoassay (IA) | ​AMH-MIS may be used in the detection of the onset of puberty in males, in the differential diagnosis of intersex disorders, cryptorchidism, or anorchidism and in the evaluation of male gonadal function in all ages. | ​See laboratory report. | Not available. | 2-5 days | Tuesday, Saturday |  | 0.5 mL serum
831 | MULLF | Anti-Mullerian Hormone (AMH), Female, Serum | Red Top (No Additive) preferred; Green-top (Lithium heparin) (plasma) | Quest Diagnostics Nichols Institute Valencia | Blood | 82397 | AMH-MIS, Mullerian inhibiting Substance | LAB9873 | ​Sent to reference laboratory. Transport refrigerated (cold packs). Avoid lipemia and hemolysis. | Immunoassay (IA) | ​AMH-MIS may be used in the investigation of ovarian reserve since AMH concentrations in adult women reflect the number of small antral and preantral follicles entering the growth phase of their life cycle. These follicles are proportional to the number of primordial follicles that still remain in the ovary, or the ovarian reserve. AMH decreases throughout a woman's reproductive life, which reflects the continuous decline of the oocyte/follicle pool with age and, accordingly, ovarian aging. | ​18-25 years 1.02 – 14.63 ng/mL 26-30 years 0.69 – 13.39 ng/mL 31-35 years 0.36 – 10.07 ng/mL 36-40 years 0.18 – 5.68 ng/mL 41-45 years 0.01 – 2.99 ng/mL | Not available | 2-3 days | Monday - Saturday |  | 0.3 mL (minimum volume), 0.5 mL serum preferred
830 | ZIKNAU | ZIKA VIRUS RNA, QUAL, NAAT, SERUM AND URINE | Sterile, Leak proof, Screw Top Container AND Red Top | Esoteric TGH Laboratory | BLOOD/ URINE | 87798 | ZIKA VIRUS SERUM AND URINE​ | LAB9729 | ​CDC Recommends urine AND serum must be collected for testing. | Transcription-Mediated Amplification (NAAT) | ​RNA detection of the Zika virus in serum and urine. | ​Not detected | Not avialable | 48 hours | Monday - Friday |  | 2 mL urine AND Serum
829 | FTBILI | Bilirubin, Total, Fluid | Sterile, Leakproof, Screw Top Container | Chemistry TGH Laboratory |  | 82247 | ​Fluid Total Bili​ | LAB182 |  | Jendrassik-grof procedure (azo-coupling reaction) |  | ​No reference range | 1 hour | 4 hours | 7 days a week | 24 hours | 0.5 mL
828 | PETHB | Phosphatidylethanol (PEth) | Lavender (EDTA) | ARUP |  | 80321 |  | Phosphatidylethanol | ​Sent out to reference lab. Refrigerated is acceptable and stable for 2 weeks. Room temperature is unacceptable. Frozen is stable for 6 months. Transport refrigerated. | Quantitative Liquid Chromatography/Tandem Mass Spectrometry | ​Biomarker associated with ethanol consumption; may be helpful in monitoring alcohol abstinence. | ​See Report | Not available | 5-12 days | Varies |  | 0.5 mL whole blood. 1 mL whole blood preferred.
827 | ZONE | ZONISAMIDE, SERUM/PLASMA | Red Top (No Additive) preferred or Lavender Top (K2 EDTA) | Quest Diagnostics | SERUM/ PLASMA | 80299 | ​ZONISAMIDE​ (Zonegran) | LAB504 | ​Sent to reference laboratory. 0.5 mL refrigerated serum or plasma. No SST tubes . | Liquid Chromatography, Tandem Mass Spectrometry | ​Zonisamide is an anticonvulsant, commonly used as an adjunct together with other conventional anticonvulsants. As multiple drugs are administered, it is important tomonitor its level to optimize therapeutic effects, to assure compliance, and to avoid toxicity. | ​Zonisamide mcg/mL Accompanies Report | Not Available | 5 - 7 days | Monday - Sunday | AM | 2 mL (4 microtainers)
826 | FEP | Erythrocyte Protoporphyrin Free | Royal Blue Top (EDTA) | Quest Diagnostics |  | 84202 | ​​Free Erythrocyte Protoporphyrin | LAB1085 | ​Sent to reference laboratory. Call lab for tube. Wrap tube in aluminum foil to protect from light. Use a lead-free tube if blood lead is also requested. 0.5 mL refrigerated whole blood | Fluorometric | ​Zinc protoporphyrin (ZPP) accumulates in erythrocytes as a result of chronic lead absorption or iron deficiency anemia. | ​Industrial Exposure: < 100 mcg/dL [Refer to current Occupational Safety and Health Administration (OSHA) Regulation for exposure criteria.] | Not Available | 4 - 7 days | Monday - Friday | AM | 2.0 mL
825 | ZINC | ZINC, SERUM/PLASMA | Royal Blue Top (EDTA) | Quest Diagnostics | BLOOD | 84630 | ​​ZINC​ | LAB581 | ​Sent to reference laboratory. 0.7 mL refrigerated plasma.Call Lab for tube. The tube must be completely full, or it will be rejected as QNS. Separate plasma from cells within 2 hours, pour the plasma into a plastic, trace-element shipping container. Hemolysis is unacceptable. | Inductively-Coupled Plasma/Optical Emission | ​Zinc is an essential element involved in a myriad of enzyme systems including wound healing, immune function, and fetal development. Zinc measurements are used to detect and monitor industrial, dietary, and accidental exposure to zinc. Also, Zinc measurements may be used to evaluate health and monitor response to treatment. | ​Zinc, Pediatric Reference Ranges <6 months: 26-141 mcg/dL 6-11 months: 29-131 mcg/dL 1 year: 31-120 mcg/dL 2-3 years: 29-115 mcg/dL 4-5 years: 48-119 mcg/dL 6-9 years: 48-129 mcg/dL 10-13 years: 25-148 mcg/dL 14-17 years: 46-130 mcg/dL Adults: 60-130 mcg/dL Detection limit 10 mcg/Dl | Not Available | 4 - 7 days | Monday - Friday | PM | 3 mL
824 | YOSRUM | YO (PURKINJE CELL) ANTIBODY SCREEN, W/REFLEX TO TITER AND WESTER BLOT, SERUM | Red Top (No Additive) | Quest Diagnostics | SERUM | 86255 | ​YO AB SCREEN, SERUM​ (Purkinje Cell Ab) | LAB2924 | ​Sent to reference laboratory. 0.3 mL refrigerated serum Overnight fasting is preferred. | Immunofluorescence Assay | ​Purkinje Cell (Yo) antibody is found in approximately half of the patients with paraneoplastic cerebellar degeneration and is associated with ovarian, uterine, and small cell lung carcinomas and Hodgkin's lymphoma. | ​Accompanies Report | Not Available | 4 - 7 days | 3 days a week (M-W-F) | AM | 1 mL (2 microtainers)
823 | YOCSF | YO (PURKINJE CELL) ANTIBODY SCREEN, W/REFLEX TO TITER AND WESTERN BLOT, CSF | Sterile, Leak proof, Screw Top Container | Quest Diagnostics | CSF | 82655 | YO ANTIBODY SCREEN WITH REFLEX TO TITER AND WESTERN BLOT, CSF​ (​Purkinje Cell Ab CSF) | LAB2046 | ​Sent to reference laboratory. 0.3 mL refrigerated CSF Overnight fasting is preferred. | Immunofluorescence Assay | ​Purkinje Cell (Yo) antibody is found in approximately half of the patients with paraneoplastic cerebellar degeneration and is associated with ovarian, uterine, and small cell lung carcinomas and Hodgkin's lymphoma. | ​Accompanies Report | Not Available | 4 - 7 days | 3 days a week (M-W-F) | AM | 0.3 mL CSF
821 | XYLU | XYLOSE, URINE | See special Instructions | Quest Diagnostics | URINE | 84620 | ​XYLOSE, URINE​ | LAB453 | ​Sent to reference laboratory. 1 mL refrigerated urine. Instructions: 5 mL of a 5-hour urine or fasting urine 1. At the start of the test, have the patient empty the bladder completely and discard the urine. Some physicians recommend checking a fasting urine and/or a blood sample for non-specific interferences. If requested, retain an aliquot of the urine and collect a blood specimen at this time. 2. Give 25 grams of D (+)-xylose (or 5 grams if so specified by the physician) dissolved in 250 mL water followed immediately by an additional 250 mL water to ensure a urine flow of at least 60 mL/hour. For children, give 0.5 g xylose/kg of body weight up to 25 g, reducing the amount of water accordingly. NOTE AND RECORD STARTING TIME OF THE TEST AND THE AMOUNT OF XYLOSE GIVEN. 3. Collect all urine specimens voided during the next 5-hour period, including the final 5-hour void in the same container. Keep container refrigerated during collection. 4. Mix total urine collection thoroughly, measure total volume and aliquot. Aliquot urine into an empty gray-top blood collection tube (the oxalate/fluoride will serve as a preservative for the urine). If gray-top tube is glass, please transfer urine to a plastic tube before shipping. 5. RECORD THE DOSE OF XYLOSE GIVEN AND THE TOTAL 5-HOUR VOLUME OF THE URINE COLLECTION. If additional tests are ordered, please submit a separate specimen. Adult patients and children should be kept fasting overnight and during test period (infants are fasted for 4 hours). | Colorimetry | ​The Xylose absorption test is useful in screening for carbohydrate malabsorption. | ​25 g dose 4.1-8.2 g in 5-hr urine 5 g dose 1.2-2.4 g in 5-hr urine | Not Available | 5 - 7 days | Monday, Thursday | AM | 5 mL Urine
820 | XYLB | XYLOSE D BLOOD | Gray Top (Sodium Fluoride) | Quest Diagnostics | BLOOD | 84620 | ​XYLOSE, BLOOD​ | LAB2189 | ​Sent to reference laboratory. 1 mL refrigerated. Whole blood adult patients and children should be kept fasting overnight and during test period (infants are fasted for 4 hours). | Colorimetry | ​The Xylose absorption test is useful in screening for carbohydrate malabsorption. | ​ 6 years of age >9.9 mg/dL 30 minutes >14.9 mg/dL 1 hour >14.9 mg/dL 2 hours >6 years of age >14.9 mg/dL 30 minutes >19.9 mg/dL 1 hour >19.9 mg/dL 2 hours | Not Available | 4 - 7 days | Monday, Thursday | AM | 1 mL (2 microtainers)
819 | WRIGHT | WRIGHT STAIN SMEAR FLUID | Sterile, Leak proof, Screw Top Container | Hematology TGH Laboratory | FLUID | 87205 | FLUID WRIGHT STAIN​​ | LAB2045 | Slide will be reviewed by pathologist. | Microscopic examination |  | ​None | Not Available | Within 72 hrs | 7 days a week | 24 hrs | 1 mL
818 | WSP | WRIGHT STAIN PERIPHERAL SMEAR BLOOD (WSP) | Lavender Top (K2 EDTA) | Hematology TGH Laboratory | BLOOD | 85060 | ​WRIGHT ST PERIPH SMEAR​ | LAB2138 | ​No report generated, performed for physician's use only. Add on within 24 hours of collection. |  |  | ​None | Not Available | 5 hrs. | 7 days a week | 24 hrs | 0.5 mL (1 microtainer)
817 | WNDCO | CULTURE, WOUND BONE | Sterile, Leak proof, Screw Top Container | Microbiology TGH Laboratory | BONE | 87070 | ​WOUND CULTURE ORTHO (Bone Protocol) | LAB2100 | ​ORTHO PROTOCOL: Specimen must be collected in surgery. Four Bone chips are submitted for routine culture, AFB culture and smear, and Gram Stain. Histology (bone chip) specimen requires formalin. Anaerobic culture must be submitted in an anaerobe port-a-cult tube. | Conventional Culture | Patients with orthopedic infections represent a special problem in diagnosis, culture, and treatment. This protocol was designed to minimize the number of cultures while obtaining the most relevant information if infection is present. | ​No Growth | Not Available | 14 days if no growth | 7 days a week | 24 hrs | 4 bone chips
816 | WNDC | CULTURE, WOUND | Sterile, Screw Top Container or Culturette | Microbiology TGH Laboratory | WOUND/ LESION/ SKIN/ FLUID | 87070 | ​​​WOUND/LESION/SKIN CULT​URE/ FLUID | LAB503 | ​See 'Bone Protocol' for ortho/bone specimens; 'Culture, Eye' for eye specimens; 'Culture, Fluid' for fluid specimens. | Conventional Culture |  | ​No Growth | Not Available | 2 days if culture is negative | 7 days a week | 24 hrs | 1 mL, 1 gram or 1 culturette
815 | WETS | WET PREPARATION SMEAR | Wet Prep collection tube | Microbiology TGH Laboratory | CERVIX/ VAGINAL | 87210 | ​WET PREPARATION​ | LAB252 | ​Transport STAT within 30 minutes of collection. As specimen cools to room temperature, motility of Trichomonas may be lost. Delayed transport may result in a false negative report for Trichomonas as motility is vital for detection of the organism. DO NOT REFRIGERATE. Wet Prep collection tubes may be obtained from Microbiology, Ext 65725 Do not use red top tubes containing clot activator. | Microscopic examination | ​Wet mount examination for motile trichomonads, Gardnerella vaginalis, and fungal elements. It can also detect Acanthamoeba. This is test temporaliay being used for Direct Mount identification of Parasites such as Scabies. | ​Negative for Trichomonas, Gardnerella vaginalis, and fungal elements. Negative for Acanthamoeba. Negative for parasites. | 1 hr. | 2 hrs. | 7 days a week | 24 hrs | One swab in 1 mL sterile saline
814 | WNPCRC | WEST NILE VIRUS (WNV), PCR, CSF | Sterile, Leak proof, Screw Top Container | Quest Diagnostics | CSF | 87798 | ​WEST NILE PCR , CSF​ | LAB2044 | ​Sent to Reference laboratory. 0.5 mL frozen CSF. | Real-Time Polymerase Chain Reaction | ​West Nile Virus is a mosquito-borne virus with a range of infection severity ranging from mild infection (West Nile Fever in 20% of patients infected) to meningitis, encephalitis (less than 1% of patients infected), and death. PCR testing is highly specific for West Nile Virus. | ​West Nile Virus RNA Not detected |  | 3 - 5 days | Monday-Wed-Friday |  | 0.5 mL CSF
813 | WNVPCR | WEST NILE VIRUS (WNV), PCR, SERUM | Red Top (No Additive) | Quest Diagnostics | SERUM | 87798 | ​WEST NILE VIRUS RNA PCR, Qualitative Real-Time PCR | LAB2188 | ​Sent to reference laboratory. 0.5 mL frozen serum. | Real-Time Polymerase Chain Reaction | ​West Nile Virus is a mosquito-borne virus with a range of infection severity ranging from mild infection (West Nile Fever in 20% of patients infected) to meningitis, encephalitis (less than 1% of patients infected), and death. PCR testing is highly specific for West Nile Virus. | ​WNV DNA: Not detected | Not Available | 3 - 5 days | Monday-Wed-Friday | AM | 2 mL
812 | WNVABS | WEST NILE VIRUS (WNV) ANBITODY, SERUM | Red Top (No Additive) | Quest Diagnostics | SERUM | 86790X2 | ​WEST NILE AB PANEL​ | LAB867 | ​Sent to reference laboratory. 0.7 mL refrigerated serum. | Enzyme Linked Immunosorbent Immunoassay | ​West Nile Virus (WNV) IgM antibodies, in blood or cerebrospinal fluid, are positive in most infected people within 8 days of onset of symptoms and may remain detectable for months. In our laboratory, sera with reactive IgM are rerun in a modified test to rule out nonspecific reactions. IgG antibodies indicate either current or past exposure to the virus. Antibodies to WNV may cross-react with other viruses (e.g. Dengue, St. Louis encephalitis, Eastern Equine Encephalitis, Yellow Fever, Enterovirus, and CMV). | ​West Nile Virus IgG index value <1.30 NEGATIVE 1.30-1.49 EQUIVOCAL >=1.50 POSITIVE West Nile Virus IgM index value <0.90 NEGATIVE 0.90-1.10 EQUIVOCAL >1.10 POSITIVE | Not Available | 4 - 7 days | Monday-Wed- Friday | AM | 2 mL (4 microtainers)
811 | WNVABC | WEST NILE VIRUS (WNV) ANTIBODY, CSF | Sterile, Leak proof, Screw Top Container | Quest Diagnostics | CSF | 86790 x2 | ​WEST NILE VIRUS AB (CSF)​ | LAB208 | ​Sent to reference laboratory. 0.7 refrigerated CSF. | Enzyme Linked Immunosorbent Immunoassay | West Nile Virus (WNV) IgM antibodies, in blood or cerebrospinal fluid, are positive in most infected people within 8 days of onset of symptoms and may remain detectable for months. In our laboratory, sera with reactive IgM are rerun in a modified test to rule out nonspecific reactions. IgG antibodies indicate either current or past exposure to the virus. Antibodies to WNV may cross-react with other viruses (e.g. Dengue, St. Louis encephalitis, Eastern Equine Encephalitis, Yellow Fever, Enterovirus, and CMV). ​ | ​ West Nile Virus IgG, CSF index value <1.30 NEGATIVE 1.30-1.49 EQUIVOCAL >=1.50 POSITIVE West Nile Virus IgM, CSF index value <0.90 NEGATIVE 0.90-1.10 EQUIVOCAL >1.10 POSITIVE | Not Available | 4 - 7 days | 3 days a week | AM | 1 mL
810 | MDIFF | Manual Differential | K2 EDTA, lavender top tube. | Hematology TGH Laboratory | Whole Blood | 85007 | ​​White Blood cell differential only | LAB1930 | * ​Reasons for specimen rejection include: clotted, quantity not sufficient, specimen found to be contaminated with IV fluid. * Add on requests must be completed within 24 hours of collection. * Reflex testing will be performed when indicated as outlined below: * Pathology Review – Pathology review will be performed when any of the following observations are made and have not been previously reported and/or are not clinically supported by the patient's diagnosis: Blasts, RBC crystals, Pelger Huet cells, WBCs with abnormal morphological changes and or inclusions excluding Dohle bodies, Lymphocyte absolute count >6.0 and patient >40 years of age, preponderance of lymphocytes and or abnormal lymphocytes, and parasites. | Differential performed from Wright Stained peripheral blood smear. | ​The white blood cell differential can be used a screening test for various disease states including anemia, leukemia, inflammatory processes. | ​Age/sex dependent see report. There are no critical values associated with this test. | 1 hour | 4 hours | 7 days a week | 24 hours a day | Standard collection tube 1.5mL. BD Map microtainer collection tube 0.5mL
809 | VWFFBB | Von Willebrand Factor Collagen Binding Assay [10924x] | Light Blue Top (3.2% Sodium Citrate) | Quest Diagnostics Nichols Inst San Juan Capistrano |  | 83520 |  | Von Willebrand Factor Collagen Binding Assay | ​Sent to reference lab. 1 mL frozen plasma preferred. | Enzyme Linked Immunosorbent Immunoassay (ELISA) | ​The Collagen Binding Assay (vWF:CBA) is a test procedure that quantifies the binding of vWF to collagen. Collagen binding of vWF is associated with the functionally more important HMW forms of vWF. Therefore, vWF:CBA may correlate more closely with vWF function and bleeding problems than vWF antigen assay (vWF:Ag) which measures total vWF multimers. When used in conjunction with the vWF:Ag assay, vWF:CBA can be used to differentiate between vWD type 1 and type 2 (A and B subtypes) by calculating a ratio of the two assay results (ratio = vWF:CBA/vWF Ag). | ​vWf: Collagen Binding 45 – 198% normal Ratio (CBA/vW Ag) ≥0.50 ratio A CBA:vWF AG ratio of <0.5 suggests a qualitative defect of von Willebrand Factor. | Not Available | 3 days | Monday and Wednesday | PM | 0.5 mL frozen plasma
808 | VWFAA | VON WILLEBRAND FACTOR (VWF), ANTIGEN ACTIVITY, PLASMA | Light Blue Top (3.2% Sodium Citrate) | Quest Diagnostics, Chantilly | BLOOD | 85245 | ​VWF ANTIGEN ACTIVITY​; Ristocetin Co Factor | LAB335 | ​Centrifuge light blue-top for 15 minutes at approximately 1500g within 60 minutes of collection. Using a plastic pipette, remove plasma, taking care to avoid the WBC/platelet buffy layer and place into a plastic vial. Centrifuge a second time and transfer platelet poor plasma into a new plastic vial. Plasma must be free of platelets (<10,000/mcl). Freeze immediately and ship on dry ice. Note: Storage of whole blood at refrigerated temperatures prior to processing may lead to cryoprecipitate formation and falsely low Factor VIII and von Willebrand Factor studies. | Platelet Agglutination | ​Von Willebrand Disease is the most common hereditary bleeding disorder. von Willebrand Factor is necessary for platelet adhesion to injured endothelium. Ristocetin Cofactor is useful in assessing binding of von Willebrand Factor to platelet factor GP1b. When combined with other tests, results are useful in categorizing the type of von Willebrand Disease. | ​vWf: Ristocetin Co-Factor % normal 42-200% | Not Available | Next day | Monday - Friday | AM | 0.5 mL frozen platelet poor plasma. (1.0 mL preferred)
807 | VWFMA | VON WILLEBRAND MULTIMERIC ANALYSIS (VWF), PLASMA | Light Blue Top (3.2% Sodium Citrate) | Quest Diagnostics, Chantilly | BLOOD | 85247 | VWF MULTIMERIC ANAL​LYSIS | LAB1111 | ​Centrifuge light blue-top tube 15 minutes at approximately 1500 x g within 60 minutes of collection. Using a plastic pipette, remove plasma, taking care to avoid the WBC/platelet buffy layer and place into a plastic vial. Centrifuge a second time and transfer platelet-poor plasma into a new plastic vial. Plasma must be free of platelets (<10,000/mcl). Freeze immediately and ship on dry ice. Note: Storage of whole blood at refrigerated temperatures before processing may lead to cryoprecipitate formation and falsely low Factor VIII and von Willebrand Factor studies. | Electrophoresis | ​Von Willebrand Disease is the most common hereditary bleeding disorder; it may also be acquired. Von Willebrand Factor is necessary for platelet adhesion to injured endothelium. Von Willebrand Factor Antigen, Multimeric Analysis is useful when type 2 Disease is suspected and to further categorize disease. For example, in type 2A, the loss of high molecular weight multimers is due to defective assembly and secretion or increased proteolysis. | ​vWf Ag, Multimeric NORMAL | Not Available | Available: 3 days | Monday - Thursday | AM | 0.2 mL frozen platelet-poor plasma (minimum). 1.0 ml frozen platelet-poor plasma (preferred).
806 | VOLGCC | Voltage Gated Calcium Channel (VQCC) Antibody Assay | Red Top (No Additive) Preferred | Quest Diagnostics Nichols Inst San Juan Capistrano |  | 83519 |  | Voltage Gated Calcium Channel Antibody Assay | ​Sent to reference laboratory. 1 mL serum preferred. Transport refrigerated (cold packs). | Radiobinding Assay (RBA) | ​To diagnose Lambert-Eaton myasthenic syndrome, a paraneoplastic syndrome associated with small-cell lung carcinoma. | ​<30 pmol/L | Not Available | 4 days | Wednesday |  | 0.2 mL
805 | VOLAA | VOLATILE ANALYSIS ALCOHOL PROFILE | Whole blood: Unopened Gray Top (Sodium Fluoride) - preferred. Unopened Lavendar top (K2EDTA) | Quest Diagnostics | Blood | 84600 | ​​​ALCOHOL PROFILE​ (Ethanol, Methanol, Isopropanol) | LAB751 | ​Sent to reference laboratory. 1.0 mL refrigerated whole blood (Lavender Top) - DO NOT SPIN. Clean collection site with non-alcoholic agent before drawing blood. Includes: Ethanol, Methanol, Isopropanol, and Acetone levels. | Gas Chromatography |  | ​Accompanies Report | Not Available | 3 - 5 days | Monday - Sunday | PM | 3 mL
804 | VITE | VITAMIN E, SERUM | Red Top (No Additive) | Quest Diagnostics Nichols Institute | Serum | 84446 | ​VITAMIN E​ (​Tocopherol) | LAB130 | ​Sent to reference laboratory.Overnight fasting is required. Centrifuge serum specimen within 1 hour of collection. Transfer serum to plastic, amber vial. If amber tube is not available, wrap tube in aluminum foil to protect from light. Transport refrigerated and protected from light. | High Performance Liquid Chromatography (HPLC) | Deficiency of vitamin E may cause extensive neuropathy in young children and, in addition, is suspect as a possible cause of motor and sensory neuropathy in older children and in adults. One likely cause of vitamin E deficiency is intestinal malabsorption, resulting from bowel disease, pancreatic disease, or chronic cholestasis. Other causes of malabsorption of vitamin E include celiac disease, cystic fibrosis, and intestinal lymphangiectasia. THis test includes Alpha-Tocopherol and Beta-Gamma-Tocopherol. | ​Beta- and Gamma-Tocopherols 0.5-3.8 mg/L Pediatric range, 3-17 years ≤4.3 mg/L Adult range Alpha-Tocopherol 1.8-5.8 mg/L Term infants (cord blood) ≤9.1 mg/L 4 mos- 1 yr 2.9-16.6 mg/L 1-2 years 5.5-11.8 mg/L 3-5 years 4.6-14.8 mg/L 6-8 years 6.2-14.3 mg/L 9-11 years 3.7-12.4 mg/L 12-17 years 5.7-19.9 mg/L 18 yrs-adult Levels of Alpha-Tocopherol < 5 mg/L are consistent withVitamin E deficiency in adults. | Not Available | 3 days | Monday - Saturday | AM | 0.7 mL serum; 2 mL preferred
803 | VITDT | Vitamin D, 25-Hydroxy | Red Top (No Additive) or Green Top | Chemistry TGH Laboratory |  | 82307 | ​​ | Vitamin D (25 Hydroxy Vit D) | ​Fasting preferred, but not required. 0.2 refrigerated serum. | Liquid Chromatography Tandem Mass Spectrometry | ​Measurement of circulating levels of 25-hydroxyvitamin D (25 OHD) is important in the diagnosis of intestinal malabsorption and vitamin D deficiency or intoxication. This assay employs liquid chromatography tandem mass spectrometry as its methodology. This assay independently measures and reports the two circulating forms of 25-hydroxyvitamin D: 25 OHD3 - the endogenous form of the vitamin and 25 OHD2 - the analog form used to treat 25 OHD deficiency. | ​>30 ng/mL | Not Available | 4 - 7 days | Monday - Friday | PM | 2 mL (4 microtainers)
802 | VD125 | VITAMIN D 1,25, DIHYDROXY, SERUM | Red Top (No Additive) | Quest Diagnostics | SERUM | 82652 | ​VITAMIN D 1,25 (OH)​ | LAB536 | Sent to reference laboratory. 1.1 mL serum (refrigerated) required. If any sample is submitted with less than 1.1 mL and needs to be repeated, the sample will be canceled with the comment: TNP-Initial testing necessitated a repeat, but there was insufficient sample to perform repeat. | Liquid Chromatography Tandem Mass Spectrometry | This test is used to measure the bio-active form of Vitamin D. This test is also used in the differential diagnosis of hypocalcemia and to monitor patients with renal osteodystrophy or chronic renal failure. | ​Vitamin D3, 1,25 (OH)2 No age/sex specific ranges for this test. Vitamin D2, 1,25 (OH)2 No age/sex specific ranges for this test. Vitamin D, 1,25 (OH)2, Total, LC/MS/MS 1-9 years: 31-87 pg/mL 10-13 years: 30-83 pg/mL 14-17 years: 19-83 pg/mL Adults: 18-72 pg/mL | Not Available | 4 - 7 days | Monday – Saturday | PM | 3 mL (6 microtainers)
801 | VITAC | VITAMIN C, PLASMA, LC/MS/MS | Red Top – preferred, Green top (sodium heparin) – LIGHT PROTECTED | Quest Diagnostics Nichols Institute Valencia | BLOOD | 82180 | ​​VITAMIN C​ (Ascorbic Acid) | LAB9350 | ​Sent to reference laboratory. 1 mL frozen serum – protected from light – preferred. Alternate Specimen: Plasma collected in sodium heparin – light. Overnight fasting is preferred. Refrain from eating fruits and from taking Vitamin C supplements 24 hours prior. Collect blood into light-protected red-top evacuate tube. Allow blood to clot refrigerated. Centrifuge refrigerated at (2200-2500 rpm, 800-1000g) for 8-10 minutes. Transfer serum to polypropylene transport tubes (protect from light) and place them immediately under dry ice or ultra-low freezer (-60°C to -90°C). If immediate storage in -60°C to -90°C is not available, transfer specimen to -20°C immediately after processing and transfer onto dry ice t the earliest possible opportunity. Samples must be light protected (using amber tubes or foil) and shipped frozen on dry ice. | Liquid Chromatography/Tandem Mass Spectrometry (LC/MS/MS) | ​Vitamin C is an antioxidant involved in connective tissue metabolism, drug-metabolizing systems, and mixed-function oxidase systems to list a few. Vitamin C deficiency causes scurvy; manifestations include impaired formation of mature connective tissue, bleeding into the sin, weakness, fatigue, and depression. | ​0.2 – 1.5 mg/dL | Not Available | 4 - 5 days | Tuesday - Saturday |  | 0.5 mL
800 | VITB6 | VITAMIN B6, PLASMA (Pyridoxal-5-Phosphate) | Lavender Top (K2 EDTA) | Quest Diagnostics | PLASMA | 84207 | ​VITAMIN B6​ (Pyridoxine) | LAB120 | ​Sent to reference laboratory. 0.5 mL frozen plasma Wrap tube in aluminum foil to protect from light. Overnight fasting is required. Draw blood into light protected, lavender-top evacuated tube, following an overnight fast. Patient must be restricted from alcohol and vitamins for at least 24 hours before sample collection. If separation of cells can't be performed immediately after collection, keep the whole blood refrigerated and protected from light. The separation of cells must be completed within 6 hours Transfer plasma to dark-brown polypropelene or polyethylene transport tubes to protect from light. | Liquid Chromatography/Tandem mass | ​Vitamin B6 is a cofactor in many metabolic pathways including heme synthesis. Vitamin B6 deficiency may be observed in patients with metabolic disorders, secondary to therapeutic drug use, or alcoholism. Deficiency affects the function of the immune system. | ​Accompanies Report | Not Available | 4 - 7 days | Monday - Friday | AM | 2 mL (4 microtainers)
799 | B12BIN | VITAMIN B12 BINDING CAPACITY, UNSATURATED (TRANSCOBALAMIN), SERUM | Red Top (No Additive) | Quest Diagnostics | Serum | 82608 | ​Vit B12 Bind,​Transcobalamin | LAB973 | ​Sent to reference laboratory. 0.2 mL refrigerated serum. | Radio binding Assay | ​Vitamin B12 Binding Capacity, Unsaturated (Transcobalamin), binds and transports Vitamin B12 in the circulation. Increased concentrations are associated with patients with myeloproliferative disorders. Decreased concentrations are associated with infants with megaloblastic anemia or Transcobalamin deficiency. | ​Vitamin B12 Binding Cap pg/mL ADULTS: 650-1340 | 45 Minutes | 4 - 7 days | Tuesday, Thursday | PM | 1mL (2 microtainers)
798 | B12FOL | Vitamin B12 and Folate,Serum | Green (Li Heparin)-Preferred, Red Top (No Additive), Gold Top (SST) | Chemistry TGH Laboratory | Blood | 82607 | ​​​B12/Folate | LAB2280 | ​Add on specimens accepted within 24 hours. | Immunochemiluminometric Assay | ​See Individual Assays | ​See individual assays | Not Available | 4 hrs | 7 days a week | 24 hrs | 2 mL (4 microtainers)
797 | B12 | Vitamin B12, Serum | Green (Li Heparin)-Preferred, Red Top (No Additive), Gold Top (SST) | Chemistry TGH Laboratory | Blood | 82607 | ​​VIT B12 | LAB67 | ​Add on specimens accepted within 5 days | Immunochemiluminometric Assay | ​Vitamin B-12 is critical to DNA synthesis, which in turn effects erythrocyte maturation. Clinical and laboratory findings for B-12 deficiency include neurological abnormalities, decreased serum B-12 levels, and increased excretion of methylmalonic acid. The impaired DNA synthesis associated with B-12 deficiency causes macrocytic anemias. | ​189 - 883 pg/mL | Not Available | 4 hrs | 7 days a week | 24 hrs | 1mL (2 microtainers)
796 | VITB1 | VITAMIN B1 (THIAMINE) | Lavender Top (K2 EDTA), Preferred (protect from light) Red Top (No Gel), acceptable (protect from light) | Quest Diagnostics | BLOOD | 84425 | ​​VITAMIN B1, PLASMA​ (Thiamine) | LAB125 | Overnight fasting is required. Patient is to be restricted from alcohol, coffee, tea, raw fish, liver, pork, sausage and vitamins for at least 24 hrs before sample collection. Centrifuge tubes at 2-8ºC for 8-10 minutes, and remove plasma within 4 hours of collection into light-protected tube (use dark brown tube or wrap in aluminum foil) and freeze immediately. Wrap tube in aluminum foil to protect from light. Must be shipped and received frozen (-10 to -30ºC). Rejection Criteria: Hemolysis, lipemia, not protected from light, SST tubes, received unfrozen or at room temperature are not acceptable. | LC/MS/MS | ​Vitamin B1 is required for branched-chain amino acid and carbohydrate metabolism. Vitamin B1 deficiency is most often due to alcoholism or chronic illness. In the early stage, patients with Vitamin B1 deficiency exhibit anorexia, irritability, apathy, and generalized weakness. Prolonged deficiency causes beriberi. | ​ADULTS: 8-30 nmol/L | Not Available | Monday-Friday | Report available in 3 days | AM | 2.0 mL plasma (Lavender Top) preferred (large Lavender Top) PROTECT FROM LIGHT. 2.0 mL serum (Red Top, NO GEL). Freeze immediately after separation (see special instructions) PROTECT FROM LIGHT.
795 | VITA | VITAMIN A, SERUM | Red Top (No Additive) | Quest Diagnostics | SERUM | 84590 | ​​VITAMIN A​ RETINOL | LAB580 | ​Sent to reference laboratory. 0.5 mL refrigerated serum. Wrap tube in aluminum foil to protect from light. Overnight fasting is required. Centrifuge serum specimen within 1 hour of collection. Transfer serum to plastic, amber vial. If amber tube is not available, wrap tube in aluminum foil to protect from light. | High Performance Liquid Chromatography | Vitamin A is critical for vision, growth, and many cell functions. High concentrations of Vitamin A are seen with renal failure, but this is not associated with toxicity, and excessive ingestion. High concentrations are associated with bone fractures. Low concentrations of Vitamin A are consistent with fat malabsorption and rarely due to inadequate diet. | ​Vitamin A ug/dL 1- 6 years: 20-43 ug/dL 7-12 years: 26-49 ug/dL 13-19 years: 26-72 ug/dL Adults: 38-98 ug/dL | Not Available | 3 - 5 days | Monday - Friday | AM | 3 mL (6 microtainers)
794 | VISC | VISCOSITY, SERUM | Red Top (No Additive) | Quest Diagnostics | SERUM | 85810 | ​VISCOSITY​ | LAB765 | ​Sent to reference laboratory. 1.2 mL refrigerated serum. | Kinematic Viscometer | ​High serum Viscosity may be most commonly observed in patients with Waldenstrom's macroglobulinemia and multiple myeloma. Patients with high Viscosity may have capillary occlusion, stasis hypoxia, and acidosis. | ​Viscosity, Serum Relative to H2O 1.5-1.9 | Not Available | 3 - 5 days | Monday - Friday | PM | 4 mL
792 | CSFVD | VDRL, CSF | Sterile, Leak proof, Screw Top Container | Esoteric TGH Laboratory | CSF | 86592 | ​ | LAB2035 | ​VDRL is not performed on serum. For serum see RPR screen. | Slide Micro-Flocculation | ​When the specimen is free of blood and other contaminants, a positive VDRL result on CSF is consistent with neurosyphilis. | ​VDRL, CSF NONREACTIVE | Not Available | 3 - 5 days | 2 days a week | AM | 0.3 mL CSF
791 | VIP | VASOACTIVE INTESTINAL POLYPEPTIDE (VIP), PLASMA | Large Lavender Top (K2 EDTA) | Mayo Clinic Laboratories | Plasma | 84586 | ​VASOACTIVE IMMUNOPEPTIDE​ (​VIP) | LAB1107 | ​Sent to reference laboratory. Patient must be fasting for 8 hours. Please bring directly to Referrals department to spin down and immediately freeze. Transport frozen. | Radioimmunoassay | ​Detection of vasoactive polypeptide producing tumors in patients with chronic diarrheal diseases. | <75 pg/mL | Not Available | 3-8 days | Monday and Wednesday |  | 0.55 mL plasma, minimum. 1.0 mL plasma, preferred
790 | VZVPCB (Blood samples) VZVPCN (Non-blood samples) | VARICELLA ZOSTER VIRUS (VZV), PCR, BLOOD | See special instructions | Esoteric TGH Laboratory | BLOOD (VZVPCB)/ NON-BLOOD (VZVPCN) | 87529 | ​VARICELLA ZOSTER DNA PCR,BLOOD​ | LAB9455 (VZVPCB)/ LAB9456 (VZVPCN) | ​Sterile, Screw Top Container or Lavender top (EDTA). Sterile Swab in Universal Transport media for lesions. | Real Time PCR | ​DNA testing is analytically more sensitive than culture, especially in patients with encephalitis or meningitis | ​Negative for the presence of VZV DNA | Not Available | 48 hrs. | 7 days a week | PM | 0.25 mL CSF or other fluid. 3mL Lavender Top
789 | VZMABF | VARICELLA ZOSTER VIRUS (VZV), ANTIBODY, TOTAL AND IGM, FLUID | Sterile, Leak proof, Screw Top Container | Focus Diagnostics | FLUID | 86787 | ​VZV IGM FLUID​ | LAB2034 | ​Sent to reference laboratory. 0.1 mL refrigerated CSF | Enzyme Immunoassay | ​Varicella Zoster Virus (VZV) causes chickenpox and when reactivated, potentially decades later, causes shingles. Twenty percent of adults will develop shingles, a rash or blister of the skin that may cause severe pain. | ​Accompanies Report | Not Available | 4 - 7 days | 5 days a week (M-F). Not performed on holidays | AM | 0.5 mL CSF
788 | VZVMAB | VARICELLA ZOSTER VIRUS (VZV), ANTIBODY, IGM, SERUM | Red Top (No Additive) | Quest Diagnostics | SERUM | 86787 | ​VZV IGM AB​ | LAB163 | ​Sent to reference laboratory. 0.2 mL refrigerated serum. 23072 | Enzyme Immunoassay | ​Varicella Zoster Virus (VZV) causes chickenpox and when reactivated, potentially decades later, causes shingles. Twenty percent of adults will develop shingles, a rash or blister of the skin that may cause severe pain. | ​VZV Ab IgM, EIA ISR 0.00-0.90 NEGATIVE 0.91-1.09 EQUIVOCAL ≥1.10 POSITIVE | Not Available | 4 - 7 days | 5 days a week (M-F). Not performed on holidays | AM | 1mL (2 microtainers)
787 | VZV1F | VARICELLA ZOSTER VIRUS (VZV), ANTIBODY, IGG, FLUID | Sterile, Leak proof, Screw Top Container | Immunology TGH Laboratory | FLUID | 86787 | ​VZV (FLUID) IGG ABDY​ | LAB2033 | ​Test is for fluid specimen ONLY to be tested for VZ IgG antibodies. | ELISA | ​Varicella Zoster Virus (VZV) causes chickenpox and when reactivated, potentially decades later, causes shingles. Twenty percent of adults will develop shingles, a rash or blister of the skin that may cause severe pain. Varicella-zoster IgG, EIA reliably measures immunity due to previous infection, but is unsuitable for detection of post-vaccination immune status. |  | Not Available | Within 72 hrs. | 3 days a week (M-W-F) | AM | 0.5 mL
786 | VZV1 | VARICELLA ZOSTER VIRUS (VZV), ANTIBODY, IGG, SERUM | Red Top (No Additive) | Immunology TGH Laboratory | SERUM | 86787 | ​VZV (IGG) ABDY​Chicken pox; Shingles | LAB162 |  | Enzyme Linked Immunosorbent Immunoassay | ​Varicella (chicken pox) and Zoster (shingles) represent different clinical manifestations of infection with the same agent - Varicella Zoster virus. Varicella occurs most frequently in children and is characterized by a generalized vesicular exanthem often accompanied by fever.Zoster usually occurs in adults and consists of a painful, circumscribed eruption of vesicular lesions with accompanying inflammation of associated dorsal root or cranial nerve sensory ganglia. Varicella Zoster Virus (VZV) causes chickenpox and when reactivated, potentially decades later, causes shingles. Twenty percent of adults will develop shingles, a rash or blister of the skin that may cause severe pain. Varicella-zoster IgG, EIA reliably measures immunity due to previous infection, but is unsuitable for detection of post-vaccination immune status. | ​Positive - Immunity | Not Available | Within 72 hrs. | 3 days a week (M-W-F) | AM | 0.5 mL (1 microtainer)
785 | VMARU | VANILLYLMANDELIC ACID (VMA) W/CREATININE, URINE, RANDOM | Sterile, Leak proof, Screw Top Container | Quest Diagnostics | URINE | 84585 | ​VMA,URINE RANDOM​ | LAB750 | ​Sent to reference laboratory. 5 mL refrigerated urine. It is preferable for the patient to be off medications for 3 days before specimen collection. However, common antihypertensives (diuretics, ACE inhibitors, calcium channel blockers, alpha and beta blockers) cause minimal or no interference. Patient should avoid alcohol, coffee, tea, tobacco (including use of nicotine patch), bananas, citrus fruits, and strenuous exercise before collection. Instructions: 10 mL of a random urine, pH adjusted to <3.0, using 6N HCL. Transport at room temperature is preferred; shipping refrigerated is acceptable. Urine without preservative is acceptable if pH is below 6, and the sample is shipped frozen. | High Performance Liquid Chromatography | ​Urinary Vanillylmandelic Acid is useful in diagnosing neuroblastoma, one of the most common tumors in the pediatric population. | ​Accompanies Report | Not Available | 3 - 5 days | Monday - Friday | AM | 5 mL Urine
784 | VMA24H | VANILLYLMANDELIC ACID (VMA) W/CREATININE, URINE, 24 HOUR | 24 hr Urine Container | Quest Diagnostics | URINE | 84585 | ​VMA 24HR URINE​ | LAB452 | ​Sent to reference laboratory. 5 mL refrigerated urine. It is preferable for the patient to be off medications for three days prior to collection. Common antihypertensives (Diuretics, ACE inhibitors, calcium channel blockers, Alpha and Beta blockers) cause minimal or no interference. Patient should avoid alcohol. Preservative 25 mL 6N HCL. | High Performance Liquid Chromatography | ​Urinary Vanillylmandelic Acid is useful in diagnosing neuroblastoma, one of the most common tumors in the pediatric population. | ​Accompanies Report | Not Available | 3 - 5 days | Monday - Friday | AM | 24 hr. collection
783 | VANCT | VANCOMYCIN, TROUGH | Green (Li Heparin)-Preferred, Red Top (No Additive), Gold Top (SST) | Chemistry TGH Laboratory | BLOOD | 80202 | VANCOMYCIN, TROUGH​​ | LAB39 | ​Add on specimens accepted within 5 days. | Immunoturdibimetric | ​Vancomycin is an aminoglycoside that gained popularity as an antibiotic to treat penicillin-resistant organisms. Vancomycin-resistant enterococci (VRE) is now a cause of significant morbidity and mortality. As with other aminoglycosides, therapeutic drug monitoring is useful to optimize dose and avoid toxicity. | ​Trough: 10-20 µg/mL Peak: 20 - 40 µg/mL Random: 5 - 40 µg/mL | 1 hr. | 4 hrs | 7 days a week | 24 hrs | 0.5 mL (1 microtainer)
782 | VANC | VANCOMYCIN, RANDOM | Green (Li Heparin)-Preferred, Red Top (No Additive), Gold Top (SST) | Chemistry TGH Laboratory | BLOOD | 80202 | VANCOMYCIN​​ | LAB40 | ​Add on specimens accepted within 5 days | Immunoturbidimetric | ​Vancomycin is an aminoglycoside that gained popularity as an antibiotic to treat penicillin-resistant organisms. Vancomycin-resistant enterococci (VRE) is now a cause of significant morbidity and mortality. As with other aminoglycosides, therapeutic drug monitoring is useful to optimize dose and avoid toxicity. | ​Trough: 10-20 µg/mL Peak: 20 - 40 µg/mL Random: 5 - 40 µg/mL | 1 hr. | 4 hrs | 7 days a week | 24 hrs | 0.5 mL (1 microtainer)
781 | VANCP | VANCOMYCIN, PEAK | Green (Li Heparin)-Preferred, Red Top (No Additive), Gold Top (SST) | Chemistry TGH Laboratory | BLOOD | 80202 | ​VANCOMYCIN, PEAK​ | LAB41 | ​Add on specimens accepted within 5 days. | Immunoturbidimetric | ​Vancomycin is an aminoglycoside that gained popularity as an antibiotic to treat penicillin-resistant organisms. Vancomycin-resistant enterococci (VRE) is now a cause of significant morbidity and mortality. As with other aminoglycosides, therapeutic drug monitoring is useful to optimize dose and avoid toxicity. | ​Trough: 10-20 µg/mLPeak: 20 - 40 µg/mLRandom: 5 - 40 µg/mL | 1 hr. | 4 hrs | 7 days a week | 24 hrs | 0.5 mL (1 microtainer)
780 | FVAL | Valproic Acid, Free and Total, Serum/ Plasma | Red Top (no gel, No Additive) preferred; Lavender Top (K2EDTA), or dark blue top (no additive) acceptable | Quest Diagnostics |  | 80164, 80165 | ​​Depakote, Free and Total | LAB172 | ​Collect as trough just before next dose (optimum time to collect sample: 1 hour before next dose), Centrifuge and immediately separate serum or plasma from the cells into clean, plastic, screw-capped container. Sent to reference laboratory. 1.5 mL refrigerated serum. Do not use gel barrier tubes. | Immunoassay | ​Valproic acid is used as an anticonvulsant to treat certain types of seizures, to prevent migraine headaches, and to treat various psychiatric illnesses such as bipolar disorder and aggression. Drugs that compete for protein-binding sites with Valproic Acid, can increase the concentration of Valproic Acid. Measurement of the free concentration is useful if toxicity is suspected. | ​0.8-17.3 mg/L Detection limit 2.0 mg/L Note: Nonlinear drug binding properties result in the fraction of free valproic acid increasing as total drug increases. The free fraction may range from 5% to 25% for the total drug range of 30-160 mg/L. | Not Available | 3 - 5 days | Monday - Saturday | AM | 1.5 mL minimum serum or plasma. 3 mL (6 microtainers) serum or plasma (blue or lavender top). Collect as trough just before next dose (optimum time to collect sample: 1 hour before next dose).
779 | VALP | VALPROIC ACID, DEPAKANE, SERUM | Green (Li Heparin)-Preferred, Red Top (No Additive), Gold Top (SST) | Chemistry TGH Laboratory | BLOOD | 80164 | ​VALPROIC ACID (DEPAKANE)​ | LAB24 | ​Add on specimens accepted within 48 hours. | Immunoturbidimetric | ​Valproic acid is used as an anticonvulsant to treat certain types of seizures, to prevent migraine headaches, and to treat various psychiatric illnesses such as bipolar disorder and aggression. Therapeutic drug monitoring is useful to optimize dose and avoid toxicity. | ​50 - 100 µg/mL | 1 hr. | 4 hrs | 7 days a week | 24 hrs | 0.5 mL ( 1 microtainer)
778 | VALI | DIAZEPAM (VALIUM) QUANTITATIVE | Red Top (No Additive) | Quest Diagnostics | SERUM | 80154 | ​VALIUM​ (Diazepam) | LAB468 | Sent to reference laboratory. | High Performance Liquid Chromatography |  |  | Not Available | 4 - 7 days | 7 days a week | AM | 2 mL (4 microtainers)
777 | URNC | CULTURE, URINE, ROUTINE | Gray Top Urine, Sterile, Leak proof, Screw Top Container, Urine Catheter Collection Kit | Microbiology TGH Laboratory | URINE | 87086 | ​​URINE CULTURE​ | LAB239 | ​Collect voided urine directly into a sterile container after cleansing the genitalia. Acceptable specimens are midstream clean catch; catheter (identify foley catheters); suprapubic. Transport time should be less than one hour unless refrigerated at 2-8 degrees C. Timed collections are not acceptable. Indwelling catheter specimens will only be accepted in the Urine Catheter Collection Kit. Any other specimen sent to the lab will be rejected. Colony counts are reported. | Conventional Culture | ​Although many urinary tract infections are asymptomatic, left untreated, they may lead to severe consequences.When an organism is identified, antibiotic sensitivities are performed that guide selection of appropriate antibiotic treatment. | ​No Growth | Not Available | 2 days if culture is no growth | Inoculated 7 days a week | 24 hrs | 1 mL
776 | UA2 | Urinalysis | Yellow Top Urine, Sterile, Leak proof, Screw Top Container, Urine Catheter Collection Kit | Urinalysis TGH Laboratory | URINE | 81001 | ​​​URINALYSIS (​UA) | LAB347 | ​Transport to lab as soon as possible after collection. Add on requests accepted up to 4hrs from collection time. Reasons for rejection: specimen not properly labelled, specimen not stored in refrigerator for > 2 hours from collection time when received, specimens determined to contain: detergents, disinfectants, or other additives or preservatives. Indwelling catheter specimens will only be accepted in the Urine Catheter Collection Kit. Any other specimen sent to the lab will be rejected. | Microscopy/ reagent test strip | ​Dipstick urinalysis is important in accessing the chemical constituents and the relationship to various disease states. Microscopic examination helps to detect the presence of abnormal urine cells, formed elements and bacteria. | ​Color: Yellow Appearance: Clear Specific Gravity 1.007-1.030 Leukocyte: negative Nitrite: negative pH: 4.8-8.8 Protein: negative Glucose: negative Ketones: negative Urobilinogen: negative Bilirubin: negative Blood: negative Microscopic RBCs: 0.-2 /hpf WBC: 0-5/hpf Epithelial Cells: 0-2/hpf | 1 hr. | 4 hrs | 7 days a week | 24 hrs | 2 mL Urine
775 | UUA | URIC ACID, W/OUT CREATININE, URINE, RANDOM | Clear Top Urine, Sterile, Leak proof, Screw Top Container | Chemistry TGH Laboratory | URINE | 84560 | ​​URINE URIC ACID​ | LAB2186 |  | Enzymatic Trinder | ​High uric acid levels in the body may cause kidney stones. |  | 1 hr. | 4 hrs | 7 days a week | 24 hrs | 0.5 mL Urine
774 | FUA | Uric Acid, Fluid | Sterile, Leak proof, Screw Top Container | Chemistry TGH Laboratory |  | 84560 |  | Uric Acid Fluid |  | Enzymatic Trinder |  | ​No Reference Range | Not Available | 4 hrs | 7 days a week | 24 hrs | 1 mL
773 | UA24H | URIC ACID, W/OUT CREATININE, URINE, 24 HOUR | 24 hr Urine Container | Chemistry TGH Laboratory | URINE | 84560 | 24 HR URINE URIC ACID | LAB841 | ​Collect urine without preservative. Refrigerate during and after collection. Do not include first morning specimen; collect all subsequent voidings. The last sample collected should be the first morning specimen voided the following morning at the same time as the previous mornings first voiding. | Enzymatic Trinderc | ​High uric acid levels in the body may cause kidney stones. | 150 - 990 mg/24hr | Not Available | 24 hrs. | 7 days a week | 24 hrs. | 24 hr Urine Specimen
772 | URICA | URIC ACID, W/OUT CREATININE, SERUM/PLASMA | Green (Li Heparin)- Preferred, Red Top (No Additive), Gold Top (SST) | Chemistry TGH Laboratory | PLASMA/ SERUM | 84550 | ​URIC ACID​ | LAB141 | ​Add on specimens accepted within 5 days | Enzymatic Trinder | ​Uric acid is the end product of purine metabolism. Concentrations are elevated with gout, inherited metabolic disorders of purine metabolism, excessive purine dietary intake, and increased cell turnover. Only 10-15% of patients with hyperuricemia have gout. | ​Male: 3.5 - 7.2 mg/dL Female: 2.6 – 6.0 mg/dL | 1 hr. | 4 hrs | 7 days a week | 24 hrs | 0.5 mL (1 microtainer)
771 | UUN | UREA NITROGEN, URINE | Clear Top Urine, Sterile, Leakproof, Screw Top Container | Chemistry TGH Laboratory | URINE | 84540 | ​​URINE UREA NITROGEN​ | LAB748 | ​Testing performed only on URINE | Enzymatic Rate |  | ​No reference Range | 2 hr. | 4 hrs | 7 days a week | 24 hrs | 1 mL Urine
770 | UN24H | UREA NITROGEN 24 HR URINE | 24 hr Urine Container | Chemistry TGH Laboratory | URINE | 84540 | 24 HR UREA NITROGEN​​ | LAB2185 | ​Collect urine without preservative. Refrigerate during and after collection. Do not include first morning specimen; collect all subsequent voidings. The last sample collected should be the first morning specimen voided the following morning at the same time as the previous mornings first voiding. | Enzymatic Rate | ​Urea is the end-product of protein metabolism. Urinary urea nitrogen reflects the amount of protein destruction. Especially in severely ill patients, the urinary Urea Nitrogen is useful in assessing the necessary protein replenishment. | ​12 - 20 gm/24 Hr | Not Available | 24 hrs | 7 days a week | 24 hrs | 5 mL Urine
769 | TXS | TYPE AND SCREEN | Lavender Top (K2 EDTA) | OneBlood, Inc. | BLOOD | 86900, 86901, 86850 | ​TYPE AND SCREEN​ | LAB276 | ​Special Instructions for the following Blood Bank collections: 1. Blood type ABO +RH 2. Coombs Direct (DAT 3. Rhogam Work-up 4. Type and Screen 5. Type, Screen and Crossmatch A two person patient Identification Process is required, one of which must be an RN. The person drawing the blood and the person verifying the patient's identity must ensure that all 4 identifiers on the Laboratory Order Notice (requisition) Patient's Identification Band, and Tube Label match exactly ***All three documents must be the same and complete with no letters, or numbers missing*** The four Identifiers used for Blood Bank specimens are: patient's full & complete name, date of birth, medical record number and patient number. The Accurate Patient Identification Policy (TX 263) must also be followed. Ensure that the patient's verbal information of full name and date of birth also match the 3 written documents stated above. Tubes must be labeled at bedside and in patient's presence and LON must be signed by both staff members performing the identification process. Refer to: 1. Hospital Phlebotomy Procedure TX-70 Section B part II Labeling Blood bank Specimens. 2. Accurate Patient Identification Policy TX-263 |  |  |  | 1 hr. |  | 7 days a week | 24 hrs | 6 mL
768 | TXM | TYPE AND CROSSMATCH | Lavender Top (K2 EDTA) | OneBlood, Inc. | BLOOD | 86900, 86901, 86850, 86920-22, 86923 | ​TYPE AND CROSSMATCH​ | LAB1838 | ​Special Instructions for the following Blood Bank collections: 1. Blood type ABO +RH 2. Coombs Direct (DAT 3. Rhogam Work-up 4. Type and Screen 5. Type, Screen and Crossmatch A two person patient Identification Process is required, one of which must be an RN. The person drawing the blood and the person verifying the patient's identity must ensure that all 4 identifiers on the Laboratory Order Notice (requisition) Patient's Identification Band, and Tube Label match exactly ***All three documents must be the same and complete with no letters, or numbers missing*** The four Identifiers used for Blood Bank specimens are: patient's full & complete name, date of birth, medical record number and patient number. The Accurate Patient Identification Policy (TX 263) must also be followed. Ensure that the patient's verbal information of full name and date of birth also match the 3 written documents stated above. Tubes must be labeled at bedside and in patient's presence and LON must be signed by both staff members performing the identification process. Refer to: 1. Hospital Phlebotomy Procedure TX-70 Section B part II Labeling Blood bank Specimens. 2. Accurate Patient Identification Policy TX-263 |  |  |  | 1 hr. |  | 7 days a week | 24 hrs | 6 mL
767 | TRYP | TRYPSIN, BLOOD | Red Top (No Additive) | Quest Diagnostics | SERUM | 83519 | ​TRYPSIN​ | LAB2258 | ​Sent to reference laboratory.0.5 mL refrigerated serum. | Radioimmunoassay | ​Since trypsinogen is synthesized only by the pancreatic acinar cells, it is considered a specific indicator of pareatic damage. In acute pancreatitis, trypsinogen levels reach a maximum value five to ten times higher than the upper normal limit, and remain elevated for four to five days after the onset of abdominal pain. Abnormally low levels have been reported in patients with diabetes. Trypsin has also been proposed as a screening test for cystic fibrosis, falling to subnormal levels as the disease progresses. | ​Accompanies report | Not Available | 4 - 7 days | Tuesday, Thursday | AM | 2 mL (4 microtainers)
766 | TNI | TROPONIN I, SERUM | Green Top (Li Heparin) ONLY | Chemistry TGH Laboratory | PLASMA ONLY (LI HEPARIN) | 84484 | ​TROPONIN I​ | LAB747 | ​Add on specimens accepted within 24 hours. | Immunochemiluminometry | ​Troponin tests are primarily ordered for people who have chest pain to see if they have had a heart attack or other damage to their heart. The troponin test is used to help diagnose a heart attack, to detect and evaluate mild to severe heart injury, and to distinguish chest pain that may be due to other causes. | ​< 0.04 ng/mL | 1 hr. | 4 hrs | 7 days a week | 24 hrs | 1mL (2 microtainers)
765 | TGL | TRIGLYCERIDES, SERUM/PLASMA | Green (Li Heparin)-Preferred, Red Top (No Additive), Gold Top (SST) | Chemistry TGH Laboratory | SERUM/PLASMA | 84478 | ​TRIGLYCERIDES​ | LAB134 | ​Add on specimens accepted within 5 days | Enzymatic, colorimetric | ​Triglycerides are lipids that comprise 95% of stored fat. The Triglycerides concentration is used in the calculation of LDL Cholesterol. High concentrations are associated with pancreatitis and increased risk for cardiovascular disease. | ​<150 mg/dL Normal 150 – 199 mg/dL Borderline High 200 - 499 mg/dL High >500 mg/dL Very High | 1 hr. | 4 hrs | 7 days a week | 24 hrs | 0.5 mL (1 microtainer)
764 | TCA | TRICYCLICS SCREEN | Red Top (No Additive) | ARUP | SERUM | 80307 | ​TRICYCLICS​,TCA | LAB2257 | ​Sent to reference laboratory. Separate serum from cells within 2 hours of collection. Transfer 1 mL of serum to an ARUP Standard Transport Tube. Ship refrigerated. | Enzyme Immunoassay | ​Tricyclic antidepressant drugs which include amitriptyline, clomipramine, desipramine, doxepin, imipramine, nortriptyline, protriptyline, and trimipramine overdose is a significant cause of fatal drug poisoning. The severe morbidity and mortality associated with these drugs is well documented and due to their cardiovascular and neurological toxicity. Additionally, they are a serious problem in the pediatric population due to their inherent toxicity and the availability of these in the home when prescribed for bed wetting and depression. | ​Negative | None | 24 hours | 7 days a week |  | 0.5 mL (2 microtainers)
763 | TAT | TREPONEMAL ANTIBODY W/REFLEX TO RPR SCREEN (REVERSE ALGORITHM) | Red Top (No Additive) | Chemistry TGH Laboratory | SERUM | 86781 | ​TREPONEMAL ABD TEST​,​MHATP | LAB1197 | ​Add on requests are not permitted. | CMIA (Chemiluminescent Microparticle Immunoassay) | ​T Pallidum (TP) particle agglutination assay is a treponemal test that detects IgG and IgM antibodies to TP used as a screening test for syphilis. Two different algorithms, which combine a treponemal with a non-treponemal test (RPR), are used as aid in diagnosis of syphilis. The biggest clinical impact of the TAT reverse algorithm is the recognition of untreated late latent syphilis. It cannot be used to judge the effect of treatment. | ​Non-Reactive | 1 hour | 24 hours | Daily | Daily | 1mL (2 microtainers)
762 | CTABP | Transplant Antibody Profile | Red Top (No Additive) | Immunology TGH Laboratory | Blood | See individual | ​​Transplant AB Panel | LAB2818 | ​Includes CMV-IgM, CMV-IgG, EBV-IgG, EBV-IgM, TOXO-IgG, TOXO-IgM, Varicella Zoster- IgG, Herpes IgG, Hepatitis B Surface Antigen, Hepatitis B Surface Antibody, Hepatitis B Core IgM, Hepatitis C Antibody, HIV Antibody, Hepatitis A Antibody Total, Strongyloides, IgG Antibody | See individual assays |  | ​See individual assays | Not Available | 3 - 5 days | 5 days a week (M-F). Not performed on holidays | AM | 12 mL
761 | TFR | TRANSFERRIN RECEPTOR | Red Top (No Additive) preferred, Green Top (Lithium or Sodium Heparin), Lavender Top (EDTA) | Quest Diagnostics | SERUM/ PLASMA | 84238 | ​TRANSFERRIN RECEPTOR​ | LAB2255 | ​Sent to reference laboratory. 1.0 mL refrigerated serum/plasma (use cold packs). Not acceptable if received at room temperature. | Nephelometry | ​Soluble transferrin receptor is used as a marker of iron deficiency anemia to differentiate it from anemia of chronic disease. | ​0.76 – 1.76 mg/L | Not Available | Report available: Next day | Wednesday, Friday, Sunday | AM | 0.5 mL serum, minimum. 1.0 mL serum, preferred
760 | TRNF | TRANSFERRIN, SERUM/PLASMA | Green (Li Heparin)-Preferred, Red Top (No Additive), Gold Top (SST) | Chemistry TGH Laboratory | PLASMA/ SERUM | 84466 | ​TRANSFERRIN​ | LAB133 | ​Fasting for at least 12 hours is required. Add on specimens accepted within 3 days | Immunoturbidmetric | ​Transferrin is a direct measure of the Iron Binding Capacity. Transferrin is thus useful in assessing iron balance. Iron deficiency and overload are often evaluated with complementary laboratory tests. | ​ Males 174 - 364 mg/dL Females 180 – 382 mg/dL | 1 hr. | 4 hrs | 7 days a week | 24 hrs | 0.5 mL (1 microtainer)
759 | TPMTAB | THIOPURINE METHYLTRANSFERASE (TPMT), ENZYME ACTIVITY, ERYTHROCYTES, WHOLE BLOOD | 2-Large Lavender top (EDTA) | Quest Diagnostics Nichols Institute San Juan Capistrano | BLOOD | 80375 | ​TPMT ACTIVITY​ | LAB2380 | ​Sent to reference laboratory. Collect venous blood in 2 separate Large EDTA (lavender top) tubes (4 mL in each tube preferred). Ship at 2-8°C (refrigerated) within 24 hours of collection. Blood is collected prior to azathioprine (Imuran) or 6-mercaptopurine (6-MP, Purinethol) therapy for screening purposes. The draw time is at the physician's discretion. Reject criteria: hemolysis, animal specimen, received clotted, forensic specimen. | Liquid Chromatography/Tandem Mass Spectrometry (LC/MS/MS) | ​Help prevent hepatotoxicity from thiopurine therapy. This test helps identify individuals at increased risk of hepatotoxicity from thiopurine dose escalation. Patients with a TMPT activity of 4-12 nmol 6-MMP/hr/mL RBC (heterozygote/low metabolizer) are at increased risk and may require a lower dose of thiopurine drug. | ​>12 Normal 4-12 Heterozygote or low metabolizer <4 Homozygote Deficient Range | Not Available | 5 - 7 days | Monday - Thursday | AM | 2 tubes 2 mL
758 | TOXPCR | TOXOPLASMA GONDII DNA, QL REAL TIME PCR, CSF OR AMNIOTIC FLUID | Lavender Top (K2 EDTA); Red Top (No Additive); or Sterile, Screw Top Container | Quest Diagnostics | BLOOD/ CFS/ AMNIOTIC FLUID | 87798 | ​TOXOPLASMA PCR​ | LAB2043 | ​Sent to reference laboratory. 0.3 mL refrigerated, serum plasma, whole blood, tissue, CSF, Amniotic fluid. | Real-Time Polymerase Chain Reaction | ​Toxoplasma gondii, an obligate intracellular parasite, is an important opportunistic pathogen of immunosuppressed patients. In AIDS patients and transplant patients, this infection may result in a life-threatening encephalitis. T. gondii can also cause a fatal infection of the fetus if an infection is acquired during pregnancy. Fetal death or major abnormalities, such as blindness and mental retardation, may occur when infection is acquired during the first trimester. PCR methods may be useful in identifying T. gondii in CSF of immunosuppressed patients or in the amniotic fluid of mothers thought to be recently infected. | ​Not Detected | Not Available | Within 72 hrs. | 5 days a week (M-F). Not performed on holidays | AM | Amniotic fluid or CSF: 0.3 mL
757 | TOXOMF | TOXOPLASMA IGM ANTIBODY FLUID | Sterile, Leak proof, Screw Top Container | Immunology TGH Laboratory | FLUID | 86778 | ​TOXOPLASMA-IGM/ FLUID​ | LAB2042 | ​Test is for fluid specimens ONLY to be tested for Toxoplasma IgM antibodies. All request on CSF must be accompanied by serum Toxoplasma IgM antibody titer (TOXOM). | Enzyme Linked Immunosorbent Immunoassay | ​Toxoplasmosis is caused by infection by the parasite Toxoplasma gondii. Approximately 23% of the population carry the parasite but remain healthy while not immunocompromised. Transmission from a pregnant woman to her fetus can cause serious disease. A high antibody IgG and antibody IgM together support infection within the previous three months. A high antibody IgG with a low-to-medium antibody IgM together support infection within three to six months. | ​Negative | Not Available | 3 - 5 days | 3 days a week (M-W-F) | AM | 0.5 mL
756 | TOXOM | TOXOPLASMA IGM ANTIBODY BLOOD | Red Top (No Additive) | Immunology TGH Laboratory | SERUM | 86778 | ​TOXOPLASMA-IGM​ | LAB659 |  | Enzyme Linked Immunosorbent Immunoassay | ​Toxoplasmosis is caused by infection by the parasite Toxoplasma gondii. Approximately 23% of the population carry the parasite but remain healthy while not immunocompromised. Transmission from a pregnant woman to her fetus can cause serious disease. A high antibody IgG and antibody IgM together support infection within the previous three months. A high antibody IgG with a low-to-medium antibody IgM together support infection within three to six months. | ​Negative | Not Available | 3 - 5 days | 3 days a week (M-W-F) | AM | 0.5 mL (1 microtainer)
755 | TOXO1F | TOXOPLASMA IGG ANTIBODY FLUID | Sterile, Leak proof, Screw Top Container | Immunology TGH Laboratory | FLUID | 86777 | ​TOXOPLASMA-G(FLUID)​ | LAB2041 | ​All requests on CSF must be accompanied by serum Toxoplasma IgG Antibody Titer (TOXOG). Test is for fluid specimens only to be tested for Toxoplasma IgG antibodies. | Chemiluminescence | ​Toxoplasmosis is caused by infection by the parasite Toxoplasma gondii. Approximately 23% of the population carry the parasite but remain healthy while not immunocompromised. Transmission from a pregnant woman to her fetus can cause serious disease. A high antibody IgG and antibody IgM together support infection within the previous three months. A high antibody IgG with a low-to-medium antibody IgM together support infection within three to six months. | ​Negative | Not Available | Within 72 hrs. | 5 days a week (M-F) | 24 hrs | 0.5 mL
754 | TOXO1 | TOXOPLASMA IGG ANTIBODY BLOOD | Red Top (No Additive) | Chemistry TGH Laboratory | SERUM | 86777 | TOXOPLASMA-IGG ABDY​​ | LAB501 | ​Add on specimens accepted within 4 days. | Immunochemiluminometric Assay | ​Toxoplasmosis is caused by infection by the parasite Toxoplasma gondii. Approximately 23% of the population carry the parasite but remain healthy while not immunocompromised. Transmission from a pregnant woman to her fetus can cause serious disease. A high antibody IgG and antibody IgM together support infection within the previous three months. A high antibody IgG with a low-to-medium antibody IgM together support infection within three to six months. | ​Negative | Not Available | 4 hrs | 7 days a week | 24 hrs | 1mL (2 microtainers)
753 | TORCHM | TORCH IGM (Torch IgM Antibody Panel) | Red Top (No Additive) | Immunology TGH Laboratory | SERUM | 86778, 86762 | ​TORCH-IGM​ | LAB2254 | ​Includes detection of Toxoplasma, Rubella, CMV and Herpes IgM antibodies. | See Individual Assays | ​See Individual Assays | ​See Individual Assays | Not Available | 3 - 5 days | Monday - Friday |  | 5 mL
752 | TORCHG | TORCH IGG (Antibody Panel) | Red Top (No Additive) | Immunology TGH Laboratory | SERUM | 86777, 86762 | ​TORCH IGG​ | LAB2253 | ​Includes detection of Toxoplasma, Rubella, CMV and Herpes simplex IgG antibodies. | See Individual Assays | ​See Individual Assays | ​See Individual Assays | Not Available | 3 - 5 days | Monday - Friday |  | 5 mL
751 | TOPR | TOPIRAMATE | Red Top (No Additive) | Quest Diagnostics | SERUM | 80201 | ​TOPIRAMATE​ (Topamax) | LAB2923 | ​Sent to reference laboratory. 0.5 mL refrigerated serum. Do not use gel barrier tubes. Draw at peak (2-4 hours after dose) or trough (0.5-1 hour before dose) at steady state. | Fluorescent Polarization Immunoassay | ​Topiramate is an antidepressant used as an adjunctive treatment of partial-onset epilepsy and Lennox-Gastaut syndrome in children. Therapeutic drug monitoring is useful to optimize dose and avoid toxicity. | ​Topiramate mcg/mL Daily Dose (mg) Peak Trough 100 6.5-9.2 mcg/mL 4.5-6.6 mcg/mL 200 12-16 mcg/mL 8-12 mcg/mL 400 20-30 mcg/mL 14-20 mcg/mL | Not Available | 3 - 5 days | Monday - Saturday | AM | 2 mL (4 microtainers)
750 | TOCAIN | Tocainide | Red Top (No Additive) | National Medical Services |  | 80299 |  | Tocainide | ​Sent to reference laboratory. | Gas Chromatography | ​Tocainide belongs to the group of medicines known as antiarrhythmics. It is used to correct irregular heartbeats to a normal rhythm. |  | Not Available | 7 - 10 days | 3 days a week (M-W-F) | AM | 4 mL
749 | TOBT | TOBRAMYCIN LEVEL, TROUGH | Green (Li Heparin)-Preferred, Red Top (No Additive), Gold Top (SST) | Chemistry TGH Laboratory | PLASMA/ SERUM | 80200 | ​TOBRAMYCIN TROUGH​ NEBCIN | LAB38 | ​Add on specimens accepted within 5 days. | Immunoturbidimetric | ​Tobramycin is cleared by the kidneys and may cause nephrotoxicity and irreversible toxicity. Therapeutic drug monitoring is useful to optimize dose and avoid toxicity. A single specimen is often used to assess peak concentrations. | ​Random: 0 - 10 ug/mLTrough: 0 - 2 ug/mLPeak: 5 - 10 ug/mL | 1 hr. | 4 hrs | 7 days a week | 24 hrs | 1mL (2 microtainers)
748 | TOBR | TOBRAMYCIN LEVEL, RANDOM | Green (Li Heparin)-Preferred, Red Top (No Additive), Gold Top (SST) | Chemistry TGH Laboratory | PLASMA/ SERUM | 80200 | ​TOBRAMYCIN RANDOM​NEBCIN | LAB37 | ​Add on specimens accepted within 5 days | Immunoturbidimetric | ​Tobramycin is cleared by the kidneys and may cause nephrotoxicity and irreversible toxicity. Therapeutic drug monitoring is useful to optimize dose and avoid toxicity. A single specimen is often used to assess peak concentrations. | ​Random: 0 - 10 ug/mLTrough: 0 - 2 ug/mL Peak: 5 - 10 ug/mL | 1 hr. | 4 hrs | 7 days a week | 24 hrs | 0.5 mL (1 microtainer)
747 | TOBP | Tobramycin, Peak | Green (Li Heparin)-Preferred, Red Top (No Additive), Gold Top (SST) | Chemistry TGH Laboratory |  | 80200 | ​Nebcin | Tobramycin Peak | ​Add on specimens accepted within 5 days | Immunoturbidimetric | ​Tobramycin is cleared by the kidneys and may cause nephrotoxicity and irreversible toxicity. Therapeutic drug monitoring is useful to optimize dose and avoid toxicity. A single specimen is often used to assess peak concentrations. | ​Random: 0 - 10 ug/mL Trough: 0 - 2 ug/mL Peak: 5 - 10ug/mL | 1 hr. | 4 hrs | 7 days a week | 24 hrs | 0.5 mL (1 microtainer)
746 | TTG | TISSUE TRANSGLUTAMINASE (TTG) ANTIBODY, IGG/IGA, SERUM | Red Top (No Additive) | Quest Diagnostics | SERUM | 83516 x(2) | ​​TISSUE TRANGLUTAMINASE​ | LAB723 | ​Sent to reference laboratory. 0.8 mL refrigerated serum. | Enzyme Immunoassay | ​Tissue Transglutaminase Antibody, IgA is useful in diagnosing gluten-sensitive enteropathies, such as celiac sprue, and an associated skin condition, dermatitis herpetiformis. The IgG test is useful in patients who are IgA-deficient. The IgG test also provides support for gluten-sensitive enteropathies beyond IgA the test. | ​TISSUE TRANSGLUTAMINASE (tTG) Ab, IgG U/mL NEGATIVE: <7 EQUIVOCAL: 7-10 POSITIVE: >10 TISSUE TRANSGLUTAMINASE (tTG) Ab, IgA U/mL NEGATIVE: <5 EQUIVOCAL: 5-8 POSITIVE: >8 | Not Available | 4 - 7 days | Monday - Friday | AM | 2 mL (4 microtainers)
745 | TPAEIB | PLASMINOGEN ACTIVATOR, TISSUE (TPA), EIA, PLASMA | Light Blue Top (3.2% sodium citrate) | Quest Diagnostics Nichols Institute San Juan Capistrano | BLOOD | 85415 | ​TISSUE PLASMINOGEN ACTIVATOR​ | LAB7476 | ​Sent to reference laboratory. 1 mL citrated plasma preferred. Transport frozen. | Immunoassay | ​The Tissue Plasminogen Activator assay is used to detect disorders of the fibrinolytic system. | ​≤12.8 ng/mL | Not Available | 2 - 9 days | Tueday | PM | 0.3 mL citrated plasma
744 | HLATS | Thyroid Stimulating Immunoglobulin (TSI) | Red Top (No Additive) | Quest Diagnostics | Serum | 84445 | ​​TSI (Thyroid Stimulating Immunoglobulin); Long Acting TSH (LATS) | LAB746 | ​Sent to reference laboratory. 0.2 mL refrigerated serum. | Bioassay | ​Graves disease is a classic form of hyperthyroid disease, affecting approximately 0.4% of the population in the United States. It is caused by IgG immunoglobulins, collectively known as thyroid stimulating immunoglobulins (TSI). Patients who are candidates for antithyroid drug therapy may not respond to this treatment when TSI levels are markedly elevated. The determination of TSI can also assist in predicting hyperthyroidism in neonates due to placental transmission of the immunoglobulins from mother with a hyperthyroidism. | ​TSI % baseline ADULTS: 125 OR LESS | Not Available | 4 - 7 days | Monday - Saturday | AM | 1mL (2 microtainers)
743 | TSH | THYROID-STIMULATING HORMONE (TSH) | Green (Li Heparin)-Preferred, Red Top (No Additive), Gold Top (SST) | Chemistry TGH Laboratory | PLASMA/ SERUM | 84443 | ​​​TSH | LAB129 | ​Add on specimens accepted within 5 days | Paramagnetic Particle, Immunochemiluminometric Assay | ​Thyroid Stimulating Hormone (TSH) is the recommended test to identify hypothyroidism and hyperthyroidism. TSH is also useful to monitor thyroid hormone replacement therapy. Abnormal TSH levels (<0.4 mU/L and >10 mU/L) should be followed by a Free T4 test, since Free T4 is more specific than TSH and serves to confirm thyroid dysfunction. Free T4 also aids in distinguishing clinical from sub clinical disease. | ​0.35 – 4.94 UIU/mL | 1 hr. | 4 hrs | 7 days a week | 24 hrs | 1mL (2 microtainers)
742 | TPOAB | THYROID MICROSOMAL ANTIBODY | Green Top (Li Heparin)- Preferred, Red Top (No additive), Gold Top (SST) | Immunology TGH Laboratory | BLOOD | 86376 | ​​THYROID MICROSOMAL AB​, Anti TPO | LAB858 | ​Add on specimens accepted within 48 hours. | Immunochemiluminometric Assay | ​Approximately 95% of patients with diffuse goiter, hypothyroidism, or both have Anti-TPO. Anti-TPO is especially useful with patients with sub clinical hypothyroidism (elevated TSH and normal free T4 concentrations). Many of these patients will develop hypothyroidism. | ​Thyroid Peroxidase Ab IU/mL LESS THAN 35 | Not Available | 3 - 5 days | 3 days a week | PM | 2 mL (4 microtainers)
741 | TBG | THYROID BINDING GLOBULIN (TBG) | Red Top (No Additive) | Quest Diagnostics | SERUM | 84442 | ​TBG, THYROID BINDING GLOB​ULIN | LAB2281 | ​Sent to reference laboratory. 0.5 mL refrigerated serum. | Chemiluminescence | ​Thyroxine-binding globulin (TBG), a glycoprotein produced in the liver, binds both thyroxine (T4) and triiodothyronine (T3) with high affinity. Because TBG accounts for 76% of plasma protein thyroxine-binding activity, an increase or decrease in its circulating level alters total concentrations of T4 and T3 in blood, leading to potential confusion with true thyroid gland dysfunction. A number of diseases and medications, as well as inherited alterations in TBG gene expression, can change the serum TBG concentration. | ​Thyroxine Binding Globulin mcg/mL Globulin (TBG): Adult Females: 13.5-30.9 mcg/mL Adult Males: 12.7-25.1 mcg/mL Age mcg/mL 4-6 years 14.8-32.9 7-8 years 16.3-30.7 9-10 years 15.8-27.4 11 years 15.5-27.4 12 years 14.8-26.2 13 years 13.8-25.2 14 years 12.2-25.2 15 years 10.8-23.8 16 years 10.0-23.8 17 years 8.5-23.1 | Not Available | 3 - 5 days | Monday - Friday | PM | 1.5 mL (3 microtainers)
740 | TYRAB | THYROID ANTIBODY (Thyroid Autoantibody) | Green (Li Heparin)-Preferred, Red Top (No Additive), Gold Top (SST) | Chemistry TGH Laboratory | PLASMA/ SERUM | 86800 | THYROID ANTIBODIES​ | LAB2251 | ​Add on specimen accepted within 48 hours | See Individual Assays | ​Most patients with thyroid autoimmune disease have Thyroglobulin Antibody. The antiperoxidase antibody (anti-TPO) provides additional specificity. Approximately 95% of patients with diffuse goiter, hypothyroidism, or both have Anti-TPO. Anti-TPO is especially useful with patients with sub clinical hypothyroidism (elevated TSH and normal free T4 concentrations). Many of these patients will develop hypothyroidism. |  | Not Available | 4 hrs | 7 days a week | 24 hrs | 2 mL (4 microtainers)
739 | TGLBPI | Thyroglobulin Panel | Red Top (No Gel) | Quest Diagnostics Nichols Institute, Chantilly, VA | Serum - Blood | 84432, 86800 | Thyroglobulin, Thyroglobulin antibodies | Thyroglobulin Total with Antibody, LAB533 | Sent to reference lab. | Immunoassay (IA) | Thyroglobulin (TG) is a secretory product only of the thyroid gland. The major clinical use of TG measurement is to monitor, but not to diagnose, patients with well-differentiated thyroid cancers. The measurement of thyroglobulin, after thyroidectomy and ablation of the thyroid gland, is useful to determine metastasis. Deficient TG synthesis is observed in infants with goitrous hypo-thyroidism. Most patients with thyroid autoimmune disease have thyroglobulin antibody. With immunometric assays (sandwich assays), TGAB interference typically produces inappropriately low TG results, most likely caused by endogenous TG immune complexes that block one or more of the reagent antibodies from binding endogenous TG. | See Lab Report | Not Available | 1 day | Tues - Sat | 24 hrs | 1.0 mL of serum (2.0 mL preferred)
738 | TEGB | TEG BASELINE (Thromboelastograph) | Light Blue Top (3.2% Sodium Citrate) | Hematology TGH Laboratory | BLOOD | 85347, 85390 | ​TEG BASELINE​ | LAB1122 | ​Deliver to laboratory within one hour of collection. Do not send through pneumatic tube system. Specimen must be walked to the laboratory. Specimens found to be clotted or under filled will be rejected. Add on testing not accepted. | Thromboelastograph analyzer | ​The TEG analyzer is indicated for use with adult patients where an evaluation of their blood coagulation properties is desired. Coagulation evaluations are commonly used to assess clinical conditions such as post-operative hemorrhage and/ or thrombosis during and following cardiovascular surgery, organ transplantation, trauma and cardiology procedures. | ​See report. | 1 hr. | 4 hrs | 7 days a week | 24 hrs | 4.5 mL
737 | THROM | THROMBIN TIME | Light Blue Top (3.2% Sodium Citrate) | Hematology TGH Laboratory | BLOOD | 85670 | ​THROMBIN TIME​ | LAB324 | ​Plasma stored in an unopened sodium citrate collection tube at room temperature, (20-25°C) must be tested within 4 hours of collection or plasma separated and frozen. Frozen plasma can be stored for 2 weeks at -20° C or -70° C for 12 months. Please note: Whenever possible frozen specimens should be submitted from offsite locations. Whole blood specimens from offsite locations must be transported and ordered as STAT. If specimen cannot be analyzed within an acceptable time frame testing will be cancelled. To centrifuge and freeze plasma: * Verify the specimen is not clotted using applicator sticks * Verify the specimen tube is properly filled * Centrifuge specimen at 5000 RPM for 10 minutes as soon as possible after collection (up to 4 hours). * Label a polypropylene test tube with label that includes a minimum of two unique patient identifiers (such as name and date of birth). * Using a disposable transfer pipette, transfer the plasma (leave about 0.5ml do not disturb the buffy coat) to a labeled test tube. * If available perform platelet count on the plasma to verify platelet count is <10 K/uL * If platelet count is 10K/uL repeat centrifugation process * If multiple specimens collection tubes, do not pool plasma from collection tubes together. * Freeze plasma and transport to the laboratory for testing on dry ice. * Specimen must remain frozen until testing is performed. Criteria for rejecting specimens for testing include: Tubes not properly labeled, filled (+/- 10% of required fill volume), clotted specimens, plasma that is moderately to grossly hemolyzed, plasma that has not been properly stored or tested within defined timeframe, frozen specimen plasma platelet count >10 K/uL or Fibrinogen <35 mg/dL and not clinically indicated. | Clot Detection | ​Screening test for conditions that can interfere with the conversion of fibrinogen to fibrin. | ​10.3 – 16.6 seconds | Not Available | 4 hrs. | 7 days a week | 24 hrs | One 2.7 mL or 1.8 mL 3.2% sodium citrate collection tube filled to the minimum line OR 1 mL of frozen plasma.
736 | THRC | CULTURE, THROAT | Sterile, Screw Top Container or Culturette | Microbiology TGH Laboratory | THROAT SWAB | 87070 | ​THROAT CULTURE​ | LAB228 | ​Acceptable Specimens: Nasal, nasopharnyx, throat or nasal wash | Conventional Culture | ​Although most causes of acute pharyngitis are viral, bacterial infections are common, especially with beta hemolytic streptococci, Streptococcus pneumoniae, and Haemophilus influenzae type B. When an organism is identified, antibiotic sensitivities are performed that guide selection of appropriate antibiotic treatment. | ​Normal flora | Not Available | 2 days if normal flora | Inoculated 7 days a week | 24 hrs | 1 swab or 1 mL
735 | TPMTB | THIOPURINE METHYLTRANSFERASE (TPMT) GENOTYPE [37742Z] | Large Lavender top (EDTA)-Preferred, Green top (sodium heparin), Yellow top (ACD-A), Royal blue top (EDTA) | Quest Diagnostics Nichols Institute San Juan Capistrano | BLOOD | 84430 | ​​TPMT GENOTYPE​ (Mercaptopurine Toxicity, Azathioprine Toxicity, TPMT Deficiency) | LAB8230 | ​Sent to reference laboratory. 5 mL whole blood in Large EDTA lavender tube preferred. Specimen stability is crucial. Store and ship room temperature immediately. Do not freeze. This germline genetic test requires physician attestation that patient consent has been received. | Polymerase Chain Reaction (PCR) | ​Thiopurine S-methyltransferase (TPMT; S-adenosyl-L-methionine: thopurine S-methyltransferase) catalyzes thiopurine S-methylation, an important metabolic pathway for antineoplastic and immunosuppressive drugs. In the US, 11% of the population show intermediate TPMT activity, and approximately 1 in 300 have TPMT deficiency. Given potentially fatal nature of hematopoietic toxicity when full doses of mercaptopurine or azathioprine are given to TPMT deficient patients, and the difficulty to measure TPMT activity accurately when patients have been given red cell transfusions, the molecular method to determine TPMT genotype permits prospective identification of patients at risk. This test detects 95% of the mutations in the TPMT gene and thus not all intermediate or slow metabolizers will be identified. | ​See laboratory report | Not Available | 6 - 7 days | Wednesday and Friday |  | 3 mL
734 | THIOCY | THIOCYANATE | Red Top (No Additive) | National Medical Service | SERUM | 84430 | ​THIOCYANATE​ | LAB1099 | ​Sent to reference laboratory. 1.5 mL refrigerated serum or plasma. | Colorimetry | ​Environmental/Occupation Toxin | ​Therapeutic information Unexposed nonsmokers: 1.0- 4.0 mcg/mL Unexposed smokers: 3.0- 12.0 mcg/mL | Not Available | 5 - 7 days | 3 days a week (M-W-F) | AM | 3 mL (6 microtainers)
733 | THEO | THEOPHYLLINE LEVEL | Green (Li Heparin)-Preferred, Red Top (No Additive), Gold Top (SST) | Chemistry TGH Laboratory | PLASMA/ SERUM | 80198 | ​THEOPHYLLINE AMINOPHYLLINE​ | LAB35 | ​Collect as a trough. Add on specimens accepted within 5 days | Immunoturbidmetric | ​Theophyline is a bronchodilator useful in treating asthma and pulmonary disease. Therapeutic drug monitoring is useful to optimize dose and avoid toxicity. | ​10 - 20 µg/mL | 1 hr. | 4 hrs | 7 days a week | 24 hrs | 0.5 mL (1 microtainer)
732 | TESTTF | TESTOSTERONE, FREE, TOTAL | Red Top (No Additive); plasma from Green Top (Sodium Heparin or Lithium Heparin) | Quest Diagnostics | SERUM/ PLASMA | 84402 | ​​TESTOSTERONE FREE AND TOTAL​ | LAB173 | ​Sent to reference laboratory. 0.4 mL refrigerated serum preferred. | Liquid Chromatography Tandem Mass Spectrometry | ​Helpful in assessing testicular function in males and managing hirsutism, virilization in females. | ​Adult Reference Ranges for Testosterone, Total Males: Females: 18-69 years: 250-1100 ng/dL 18-69 years: 2-45 ng/dL 70-89 years: 90-890 ng/dL 70-94 years: 2-40 ng/dL Aging men with clinically significant hypogonadal symptoms and testosterone values repeatedly in the range of the 200-300 ng/dL or less, may benefit from testosterone treatment after adequate risk and benefits counseling. Pediatric Reference Ranges for Testosterone, Total Age Males (ng/dL) Females (ng/dL) **Cord Blood: 17-61 16-44 **1-10 days: 187 or less 24 or less **1-3 months: 72-344 17 or less **3-5 months: 201 or less 12 or less **5-7 months: 59 or less 13 or less **7-12 months 16 or less 11 or less 1-5.9 years: 5 or less 8 or less 6-7.9 years: 25 or less 20 or less 8-10.9 years: 42 or less 35 or less 11-11.9 years: 260 or less 40 or less 12-13.9 years: 420 or less 40 or less 14-17.9 years: 1000 or less 40 or less **Data from J Clin Invest 1974; 53:819-828 and J Clin Endocrinol Metab 1973; 36:1132-1142. Pediatric Reference Ranges by Pubertal Stage for Testosterone, Total (Women and Children): Tanner Stage Males (ng/dL) Females (ng/dL) Stage I 5 or less 8 or less Stage II 167 or less 24 or less Stage III 21-719 28 or less | Not Available | 4 - 7 days | Monday - Friday | AM | 2 mL
731 | TESTOT | TESTOSTERONE, TOTAL | Green (Li Heparin)-Preferred, Red Top (No Additive), Gold Top (SST) | Chemistry TGH Laboratory | PLASMA/ SERUM | 84403 | ​TESTOSTERONE TOTAL​ | LAB124 | Add on specimens accepted within 48 hours. | Paramagnetic Particle, Immunochemiluminometric Assay | ​Testosterone circulates almost entirely bound to transport proteins: normally less than 1% is free. The principal transport protein for testosterone is known as sex hormone binding globulin (SHBG) or testosterone-estradiol binding globulin (TeBG). Testosterone measurements are used to assess erectile dysfunction, infertility, gynecomastia, and osteoporosis and to assess hormone replacement therapy. | Male: 175-781 ng/dL Female: <10-75 ng/dL | Not Available | 4 hrs | 7 days a week | 24 hrs | 1 mL (2 microtainers)
730 | TEICAB | TEICHOIC ACID ANTIBODY | Red Top (No Additive) | Quest Diagnostics | SERUM | 86331 | ​TEICHOIC ACID AB​ | LAB2249 | ​Sent to reference laboratory. 0.5 mL refrigerated serum. | Immunodiffusion | ​The test involves the detection of serological response to teichoic acid produced from Staphylococcus aureus in endocarditis and osteomyelitis. | ​Negative in normal individuals | Not Available | 4 - 7 days | Monday - Saturday | PM | 2 mL (4 microtainers)
729 | TCELLG | T-CELL RECEPTOR (TCR) GAMMA GENE REARRANGEMENT, PCR | See Special Instructions | Esoteric TGH Laboratory | BLOOD/ FLUID/ TISSUE/ BONE MARROW | 83909, 83891, 83900, 83909, 83912, 83891, 81340, 83900 | ​TCELL GAMMA​,TCR gamma chain gene rearrangement | LAB6273 | Orderable in pathology only​. ​Collect 5 mL peripheral blood (1 mL minimum) into an EDTA (lavender-top, preferred). Ship at room temperature. Stable for 1 week. Lymph nodes, spleen, or other tissues and fluids: deliver to Lab ASAP and refrigerate on arrival. Stable 1 week refrigerated. Bone Marrow: collect into Heparin tube (0.2 mL minimum) | Polymerase Chain Reaction, Capillary Electrophoresis | ​This PCR assay is useful for establishing clonality of TCR-gamma gene rearrangements for the diagnosis of T-cell neoplasm and for identifying minimal residual disease or early recurrence in those patients with previous diagnosis of T-cell neoplasm. | ​See Report | Not Available | 3 - 5 days | 2 days a week | AM
728 | TCGR | T-CELL GENE RECEPTOR REARRANGEMENT (TCR) | Lavendar Top (EDTA) Preferred or Green Top (Sodium Heparin) | Esoteric TGH Laboratory | Whole Blood, Bone Marrow, Lymph Nodes, Spleen, Tissue, Fluids | 81342, 81340 | ​​​T CELL GENE REARRANGEMENT​​​TCR | LAB9508 | ​Test includeTCGR​(T-CELL GENE RECEPTOR REARRANGEMENT​​) Collect 5 mL peripheral blood into either an Lavendar (EDTA)preferred. Collect 1-2 mL bone marrow into Lavendar (EDTA)preferred. Ship at room temperature. Stable for 1 week. Lymph nodes, spleen, or other tissues and fluids: deliver to Lab ASAP and refrigerate on arrival.Stable 1 week refrigerated. | Polymerase Chain Reaction, Capillary Electrophoresis | ​This PCR assay is useful for establishing clonality of TCR-Beta gene rearrangements for the diagnosis of T-cell neoplasm and for identifying minimal residual disease or early recurrence in those patients with previous diagnosis of T-cell neoplasm. | ​See Report | Not Available | 3 - 5 days | Monday, Wednesday, Friday | AM | 1 mL Whole blood; 0.2 mL Bone Marrow
727 | TOTT4 | THYROXINE (T4), TOTAL | Green Top (Li Heparin), Red Top (No additive), Gold Top (SST) | Chemistry TGH Laboratory | PLASMA/ SERUM | 84436 | T4 TOTAL​ (​Thyroxine) | LAB126 | ​Add on specimens accepted within 5 days | Paramagnetic Particle, Immunochemiluminometric Assay | ​Thyroxine (T4) is the major secretory hormone of the thyroid. Only 0.03% of T4 is unbound and free for exchange with tissues. Thyroid function may be assessed with thyroid stimulating hormone (TSH) and free T4 measured. | ​4.87 – 11.72 ug/dL | Not Available | 4 hrs | 7 days a week | 24 hrs | 1mL (2 microtainers)
726 | T3TOT | THYROXINE (T3), TOTAL, T-3 | Green (Li Heparin)-Preferred, Red Top (No Additive), Gold Top (SST) | Chemistry TGH Laboratory | PLASMA/ SERUM | 84480 | ​T-3 TOTAL​,Triiodothyronine (Total T3) | LAB136 | ​Add on specimens accepted within 48 hours. | Paramagnetic Particle, Immunochemiluminometric Assay | ​Total T3 is used to diagnosis and monitor the treatment of hyperthyroidism. Total T3 is also useful to recognize T3 toxicosis and is a sensitive approach to detect recurrent Grave's disease. | ​0.58 – 1.59 ng/mL | Not Available | 4 hrs | 7 days a week | 24 hrs | 1mL (2 microtainers)
725 | T3UPT | T3, UPTAKE | Green (Li Heparin)-Preferred, Red Top (No Additive), Gold Top (SST) | Chemistry TGH Laboratory | PLASMA/ SERUM | 84479 | ​T3 UPTAKE​ | LAB135 | ​Add on specimens accepted within 5 days | Paramagnetic Particle, Immunochemiluminometric Assay | ​T3 Uptake (T3U) is used with measurement of thyroxine (T4) to calculate the free T4. Alternatively, free T4 can be measured. The calculated or measured free T4 is useful in the assessment of thyroid diseases. Elevations are associated with hyperthyroidism or thyroid hormone resistance whereas low concentrations are associated with hypothyroidism. | ​32.0-48.4 % | Not Available | 4 hrs | 7 days a week | 24 hrs | 1mL (2 microtainers)
724 | T3REV | T3, REVERSE | Red Top (No Additive) | Quest Diagnostics | SERUM | 84482 | ​T-3 REVERSE M/O​ | LAB138 | ​Sent to reference laboratory. 0.4 mL refrigerated serum. 579 | Radioimmunoassay | ​Reverse T3 (rT3) has limited application. The assay may be useful in the diagnosis of nonthyroidal illness (NTI). Patients with NTI have low T3 concentrations and increased concentrations of rT3. RT3 may be useful in neonates to distinguish euthyroid sick syndrome from central hypothyroidism. | ​T3, Reverse ng/dL 11-32 | Not Available | 4 - 7 days | Tuesday, Thursday | PM | 2 mL (4 microtainers)
723 | FREET3 | T3 Free | Green (Li Heparin)-Preferred, Red Top (No Additive), Gold Top (SST) | Chemistry TGH Laboratory |  | 84481 | ​​Free Triiodothyronine (Free T3) | LAB137 | ​Add on specimens accepted within 5 days | Paramagnetic Particle, Immunochemiluminometric Assay | ​Free T3 is used to diagnosis and monitor the treatment of hyperthyroidism. Free T3 assays can differentiate most cases of nonthyroidal illness from TSH-dependent hyperthyroidism. | ​1.71 – 3.71 pg/mL | Not Available | 4 hrs | 7 days a week | 24 hrs | 1mL (2 microtainers)
722 | SWTT2 | SWEAT CHLORIDE (SWEAT TEST) |  | Chemistry TGH Laboratory | SWEAT | 82438 | ​SWEAT CHLORIDE TEST​ | LAB1726 | ​Call the Special Chemistry Dept at ext 65800 to schedule an appointment. Testing performed by Laboratory personnel. | Chloridometry (ion selective electrode) |  | ​8.0 - 40.0 meq/L | Not Available | 24 hrs | 5 days a week (M-F), not performed on holidays | AM
721 | Yeat | YEAST SUSCEPTIBILITY | Isolated Organism | Microbiology TGH Laboratory | ISOLATED ORGANISM | 87186 | ​YEAST SUSCEPTIBILITY​ | Not orderable in Precise | ​Reflex Order- Call Microbiology | Microtiter susceptibility test |  |  | Not Available | 1 - 2 days | 7 days a week | PM
720 | TOPS | Susceptibility, Topical | Isolates Organism | Microbiology TGH Laboratory |  | 87184 | ​Sensitivity, Topical | Not Orderable in Precise | ​Reflex Order-Call Microbiology | Manual Susceptibility Test |  |  | Not Available | 1 - 2 days | 7 days | PM
719 | VIT14 or MICT | Susceptibility, MIC | Isolated Organism | Microbiology TGH Laboratory |  | 87186 | ​Sensitivity, MIC | Not Orderable in Precise | ​Reflex Order-Call Microbiology | E Test or VITEK Susceptibility Test |  |  | Not Available | 1 - 2 days | 7 days a week | AM
718 | KBST | Susceptibility, Kirby Bauer | Isolated Organism | Microbiology TGH Laboratory |  |  | ​Sensitivity, Kirby Bauer | Not Orderable in Precise | ​Reflex Order-Call Microbiology | Kirby Bauer Susceptibility Test |  |  | Not Available | 1 - 2 days | 7 days a week | PM
717 | ETEST | Susceptibility, E Test | Isolated Organism | Microbiology TGH Laboratory |  | 87181 | ​Sensitivity, E Test | Not Orderable in Precise | ​Reflex Order-Call Microbiology | E Test Susceptibility Test |  |  | Not Available | 1 - 2 days | 7 days a week | PM
716 | AFBSE | Susceptibility, AFB |  | National Jewish Center |  | 87190 | ​Susceptibility, AFB | Not Orderable in Precise | ​Reflex Order-Call Microbiology |  |  |  | Not Available | 4 - 6 weeks | 5 days a week (M - F) | PM | Isolated Organism
715 | SUHS | SULFONYLUREA HYPOGLY SERUM | Red Top (No Gel) (no SST or PST) | National Medical Service | SERUM | 80101 | ​SULFONYLUREA SCREEN​, HYPOGLYCEMIC PANEL QUALITATIVE | LAB2248 | ​Sent to reference laboratory Promptly centrifuge and separate serum or plasma into a plastic screw-top container. Send refrigerated (cold packs) | HPLC-MS/MS | ​Test is for compliance or abuse testing | ​See Laboratory report | Not Available | Report available: 4 days | Tuesday, Thursday | AM | 0.4 mL serum, minimum. 1.0 mL serum, preferred (plasma acceptable, type not specified)
714 | STRAB | STRONGYLOIDES IGG AB (ANTIBODY) | Red Top (No Additive) | Focus Diagnostics | SERUM | 86682 | ​STRONGYLOIDES IgG Ab​ | LAB2247 | ​Sent to reference laboratory. 0.5 mL refrigerated serum. | Immunoassay | ​S. stercoralis is a parasitic nematode found in tropical and subtropical regions. Because of low larval densities in feces, stool examination is a relatively insensitive diagnostic test; serodiagnosis by ELISA offers increased sensitivity. Antibody titers decrease in many patients following treatment. Patients with latent infections, who are immunosuppressed or receiving immunosuppressive therapy, are at risk of life-threatening hyperinfection. The Strongyloides IgG Antibody, ELISA, is patterned after that used at the Centers for Disease Control and Prevention (CDC) in Atlanta, and shows 90% sensitivity and 90% specificity. Significant cross-reactivity may be observed with filarial and other nematode infections. | ​Accompanies report | Not Available | 4 - 7 days | Tuesday, Friday | AM | 1.5 mL (3 microtainers)
711 | SSBC | STREPTOCOCCUS GROUP B, SCREEN, VAGINAL/RECTAL SWAB | Culturette | Microbiology TGH Laboratory | VAGINAL/RECTAL SWAB | 87081 | ​STREP SCREEN Gp B​.S. agalactiae C&S | LAB502 | ​1 swab may be used to collect vagina then run down the anal surface or 2 separate swabs can be collected and will be pooled as one test. | Conventional Culture | ​Rules out group B Streptococcus colonization of pregnant women. | ​No Growth Strep Gp B | Not Available | 3 days if negative | 7 days a week | 24 hrs | 1 swab
710 | SA | Stone Analysis | Sterile, Leak proof, Screw Top Container | Specialty Laboratories | STONE | 82365 | ​​STONE ANALYSIS​ | Not orderable in Precise | ​Sent to reference laboratory. Instructions: Source/Type of stone is REQUIRED for all submissions. Submit dry stone in a sterile, plastic, screw-capped container. Stones originating from sources not related to the kidney should be air-dried, then placed in a plastic tube or a urine collection cup. Do not use tape. Minute specimens may be placed in a gelatin capsule. Dry stone (other than kidney stone). | Infra-Red Spectrophotometry | ​Stone Analysis is used in determining the etiology of stones. The results are often useful in determining the cause and treatment. | ​Accompanies Report | Not Available | 10 - 14 days | Monday - Saturday | AM | Dry stone (other than kidney stone)
709 | USGV | Specific Gravity Urine | Yellow Top Urine, Sterile, Leak proof, Screw Top Container | Urinalysis TGH Laboratory | Urine | 81003 | ​​Fluid Specific Gravity | LAB2864 | ​Urine or body fluids acceptable. Add on requests accepted within 4 hours of collection | Refractometer | ​In urine, it is used to screen for renal concentration ability. | ​Urine: 1.007 - 1.030 | Not Available | 4 hrs | 7 days a week | 24 hrs | 1 mL freshly voided urine specimen
708 | SOMAT | SOMATOSTATIN | Lavender Top (K2 EDTA) | Quest Diagnostics | BLOOD | 84307 | SOMATOSTATIN​ | LAB1095 | ​Sent to reference laboratory. 0.6 mL frozen EDTA plasma. Draw in a pre-chilled lavender-top tube. | Extraction, Radioimmunoassay | ​Somatostatin is a neuro hormone produced in the brain, hypothalamus, and gastrointestinal tract. High concentrations of somatostatin are associated with somatostatinomas. These occur in the pancreas. Elevations are also seen in other gastrointestinal endocrine secreting tumors, medullary thyroid carcinoma, and pheochromocytomas. | ​Somatostatin pg/mL ADULT: 10-22 | Not Available | 7 - 14 days | Tuesday | PM | 3 mL
707 | SOMATO | INSULIN-LIKE GROWTH FACTOR 1 (IGF-1), SERUM | Red Top (No Additive) | Quest Diagnostics | SERUM | 84305 | ​SOMATOMEDIN-C IGF1​ | LAB526 | ​Sent to reference laboratory. 0.5 mL frozen serum. May transport refrigerated (cold packs) per Care 360. | LC/MS | ​Insulin-like growth factor I (IGF-1 or somatomedin C) is useful in evaluating growth-related disorders. Dwarfism is associated with low Growth Factor (hGH) concentrations and IGF-1. In contrast, both hormones are increased with acromegaly. IGF-1 concentrations are low with malnutrition, returning to the reference range upon restoration of a healthy diet. | ​See Laboratory Report | Not Available | 5 days | Monday - Friday | PM | 0.5 mL serum preferred. 0.3 mL serum minimum
706 | UNA | SODIUM (NA), URINE, RANDOM | Clear Top Urine, Sterile, Leak proof, Screw Top Container | Chemistry TGH Laboratory | URINE | 84300 | ​​URINE SODIUM​ | LAB444 | ​Test performed only on urine | Ion Selective Electrode | ​Sodium is critical in maintaining the water and osmotic equilibrium in extra cellular fluids. Body sodium generally reflects input and renal excretion. Other laboratory tests are typically interpreted together to best understand urinary sodium concentrations. |  | 1 hr | 4 hrs | 7 days a week | 24 hrs | 0.5 mL Urine
704 | FCNAB | Sodium, Fecal | Sterile, Screw Top Container or 24hr fecal collection container | Quest Diagnostics | Stool | 84302 | ​​​Fecal Sodium | LAB2919 | ​Sent to reference laboratory. 3 mL frozen liquid stool. 3 ml liquid frozen stool. Stool must be liquid.10 mL aliquots of 24-hour, 48-hour, or 72-hour liquid stool specimens are also acceptable. | Flame Photometric | ​Sodium, stool, is useful in evaluating electrolyte loss in diarrhea and malabsorption states. | ​Reference ranges have not been established. However, Fecal Osmotic Gap in mOsm/kg can be calculated using the following equation: Fecal Osmotic Gap = 290 - 2x ([Na] + [K]). A Fecal Osmotic gap of 125 mOsm/kg or greater is indicative of osmotic diarrhea, whereas a result of 50 mOsm/kg or less indicates secretory diarrhea. | Not Available | 4 - 7 days | Monday - Friday | PM | 3 mL Liquid Stool
703 | NA24H | SODIUM, URINE, 24 HOUR | 24 hr Urine Container | Chemistry TGH Laboratory | Urine | 84300 | ​ 24 HR URINE SODIUM​ | LAB446 | ​Collect urine without preservative. Refrigerate during and after collection. Do not include first morning specimen; collect all subsequent voidings. The last sample collected should be the first morning specimen voided the following morning at the same time as the previous mornings first voiding. | Ion-selective Electrode | ​Sodium is critical in maintaining the water and osmotic equilibrium in extracellular fluids. Body sodium generally reflects input and renal excretion. Other laboratory tests are typically interpreted together to best understand urinary sodium concentrations | ​40 - 220 mEq/24 Hr | Not Available | 24 hrs. | 7 days a week (M-F). Not performed on holidays | 24 hrs | 24 hr Urine Specimen
702 | NA | Sodium (Na) | Green (Li Heparin)-Preferred, Red Top (No Additive), Gold Top (SST) | Chemistry TGH Laboratory |  | 84295 | ​ | LAB122 | ​Add on specimens accepted within 5 days | Ion Selective Electrode | ​Sodium is critical in maintaining the water and osmotic equilibrium in extracellular fluids. Disturbances in acid-base and water balance are typically reflected in the sodium concentration. | ​135-148 mEq/L | 1 hr. | 4 hrs | 7 days a week | 24 hrs | 0.5 mL (1 microtainer)
701 | RAPA | SIROLIMUS (RAPAMUNE) | Lavender Top (K2 EDTA) | Chemistry TGH Laboratory | PLASMA | 80195 | ​RAPAMUNE LEVEL​ | LAB875 | ​Optimal time to draw specimen: 0.5-1 hr before next oral dose (oral) at steady state. Add on specimens accepted within 7 days. | Chemiluminescent Microparticle immunoassay | ​Sirolimus is an immunosuppressant drug used to prevent organ graft rejection. Therapeutic drug monitoring is used to optimize dose and avoid toxicity. | ​5.0 - 25.0 ng/mL | 1 hr. | 8 hrs. | 7 days a week | 24 hrs | 1 mL (2 microtainers)
700 | SICK | HEMOGLOBIN (HGB) SOLUBILITY (SICKLE CELL SCR) | Lavender Top (K2 EDTA) | Hematology TGH Laboratory | BLOOD | 85660 | ​SICKLE CELL PREP​ | LAB339 | ​Specimen stable one week when refrigerated. Room temperature 8 hours. Reasons for rejection: QNS, clotted, patient <6 mos. old, specimen not properly labelled. | Solubility | ​Sickle Cell trait and disease is the most common structural hemoglobinopathy affecting 8% of African Americans as Sickle Cell Trait. Whereas Sickle Cell trait is typically asymptomatic. Individuals with sickle cell disease range in symptoms from virtually none into adulthood to severe symptoms in early childhood. | ​NEGATIVE | Not Available | 4 hrs | 7 days a week | 24 hrs | 1 mL (2 microtainers)
699 | SHGT | Shiga Toxin | Sterile, Leak proof, Screw Top Container | Microbiology TGH Laboratory |  | 87427 |  | Antigen Shiga Toxin | ​Transport to lab within one hour or refrigerate at 4 - 6ºC. | Enzyme Linked Immunosorbent Immunoassay | ​Shiga toxin is produced by toxigenic E. coli organisms such as E. coli O157:H7. | ​Negative | Not Available | 24 hrs. | 7 days a week | 24 hrs | 1 mL feces
698 | SRAB | SERATIONIN RELEASE ASSAY | Red Top (No Additive) | Quest Diagnostics | SERUM | 86022 | ​SEROTONIN RELEASE ASSAY​ | LAB1916 | ​Sent to reference laboratory. 0.4 mL frozen serum. Not Orderable in precise (see HIT AB with reflex). This test will only be performed if the HIT antibody is positive and is a reflex order on all positive HIT antibodies. | Radiobinding 14C Serotonin Radiolabel | ​Any patient with an unexplained fall in the platelet count of >40% during or after cessation of heparin therapy should be suspected of heparin-induced thrombocytopenia (HIT). See Heparin-Induced. | ​LESS THAN 20% A sample is considered negative if there is <20% release. | Not Available | 3 - 5 days | Monday - Friday | AM | 1mL (2 microtainers)
697 | ESR | Sedimentation Rate (ESR), Blood | Lavender Top (K2 EDTA) 13 x 75 or BD MAP Add-on = 24 hours | Hematology TGH Laboratory | Blood | 85651 | ​Sedimentation Rate,​ESR, Sed Rate | LAB322 | ​Specimens found to be clotted, grossly hemolyzed, contaminated with I.V. fluid, centrifuged, or not properly labeled or stored will be rejected. | Primary method – Automated optical rheology ISED analyzer. Back-up method – Manual Westergren method. | ​Used in differentiating inflammatory and neoplastic disease and as an index of disease severity. | ​Male (under 50 yrs.) 0-15 mm/hr Male (over 50 yrs.) 0-20 mm/hr Female (under 50 yrs.) 0-20 mm/hr Female (over 50 yrs.) 0-30 mm/hr There are no panic values associated with this test. | 1 hr. | 4 hrs | 7 days per week | 24 hrs | Automated method – 0.5mL. Manual method – 1.0 mL (used as backup method only)
696 | SCL70 | SCLERODERMA ANTIBODY | Red Top (No Additive) | Quest Diagnostics | SERUM | 86235 | ​SCLERODERMA AB​ | LAB771 | ​Sent to reference laboratory. 0.5 mL refrigerated serum. | Immunoassay | ​Scleroderma may be localized or diffuse [Progressive Systemic Sclerosis (PSS)] that may involve skin, gastrointestinal tracts, lungs, vascular and cardiac systems, and kidneys. Scl-70 Antibody is present in approximately 40% of patients with PSS. | ​Scl-70 Antibody AI <1.0 NEGATIVE | Not Available | 3 - 5 days | Monday - Saturday | AM | 2 mL (4 microtainers)
695 | SALTYP | SALMONELLA TYPING | Chocolate Agar Slant or plate contained within a double walled container. | Department of Health | Pure Bacterial Isolate | 87147 (x9) | ​SALMONELLA TYPING​ | LAB1267 | ​Pure Bacterial Isolate Instructions: Specimen Requirements: Pure culture on blood agar plate or slant safely contained in double-walled container. Transport at room temperature. | Agglutination | ​Serologic typing plays an important role in identifying members of the genus Salmonella and is an important tool for dividing species into serogroups during epidemiologic investigations. | ​Accompanies report | Not Available | 4 - 7 days | Monday - Friday | AM | 1 plate or slant
694 | SAL | SALICYLATE LEVEL (ASPIRIN) | Green (Li Heparin)-Preferred, Red Top (No Additive), Gold Top (SST) | Chemistry TGH Laboratory | PLASMA/ SERUM | 80196 | ​​SALICYLATE​ | LAB34 | ​Add on specimens accepted within 48 hours. | Enzymatic | ​Salicylate is the active product of aspirin (acetysalicylic acid). Both acute toxicity and chronic use, especially in the pediatric population, are associated with significant morbidity and mortality. | ​2.8 - 20.0 mg/dL | 1 hr. | 4 hrs | 7 days a week | 24 hrs | 0.5 mL (1 microtainer)
693 | RUBMAB | RUBELLA ANTIBODY, IGM | Red Top (No Additive) | Quest Diagnostics | SERUM | 86762 | ​RUBELLA IGM AB​ | LAB865 | ​Sent to reference laboratory. 0.6 mL refrigerated serum. | Immunoassay | ​Rubella (German measles) is a common and usually benign viral infection of children. IgM Antibody is detectable 11-25 days after the onset of exanthem, in most individuals 15-25 days after vaccination, and in 90-97% of infants with congenital rubella between 2 weeks and 3 months after birth. Acute and convalescent IgG titers may be interpreted to identify a >30% rise in the antibody index. A positive IgG antibody indicates successful immunization or past exposure. | ​Rubella Ab IgM ratio <0.90 NEGATIVE 0.90-1.09 EQUIVOCAL > OR = 1.10 POSITIVE | Not Available | 4 - 7 days | Monday - Friday | PM | 2 mL (4 microtainers)
692 | RUBE1F | RUBELLA IGG ANTIBODY FLUID | Sterile, Leakproof, Screw Top Container | Chemistry TGH Laboratory | FLUID | 86762 | ​RUBELLA-G (FLUID)​ | LAB2029 | ​Test is for FLUID specimens ONLY to be tested for Rubella IgG antibodies. All requests on CSF must be accompanied by a request for serum Rubella Antibody (IgG) Titer (RUBEG). | Immunochemiluminometric Assay | ​Rubella (German measles) is a common and usually benign viral infection of children. IgM Antibody is detectable 11-25 days after the onset of exanthem, in most individuals 15-25 days after vaccination, and in 90-97% of infants with congenital rubella between 2 weeks and 3 months after birth. Acute and convalescent IgG titers may be interpreted to identify a >30% rise in the antibody index. A positive IgG antibody indicates successful immunization or past exposure. |  | Not Available | 4 hrs | 7 days a week | 24 hrs | 0.5 mL
691 | RUBE1 | RUBELLA ANTIBODY, IGG TITER | Red Top (No Additive) | Chemistry TGH Laboratory | SERUM | 86762 | ​RUBELLA IGG ABDY​ (German measles) | LAB496 | ​Add on specimens accepted within 48 hours. | Paramagnetic Particle, Immunochemiluminometric Assay | ​Rubella (German measles) is a common and usually benign viral infection of children. IgM Antibody is detectable 11-25 days after the onset of exanthem, in most individuals 15-25 days after vaccination, and in 90-97% of infants with congenital rubella between 2 weeks and 3 months after birth. Acute and convalescent IgG titers may be interpreted to identify a >30% rise in the antibody index. A positive IgG antibody indicates successful immunization or past exposure. | ​Positive - Immunity | Not Available | 4 hrs | 7 days a week | 24 hrs | 1mL (2 microtainers)
690 | RSVPCR | RESPIRATORY SYNCTIAL VIRUS (RSV), PCR | Sterile, Leakproof, Screw Top Container, NP swab or Culturette | Microbiology TGH Laboratory | NASOPHARYNGEAL | 87798 | ​RSV PCR | LAB2072 |  | Real Time PCR |  | ​Not Detected | Not Available | 48 hrs. | 5 days a week (M-F) | AM | One swab
689 | RPRTR | RAPID PLASMA REAGIN (RPR) TITER | Red Top (No Additive) | Hematology TGH Laboratory | Serum | 86593 | ​RPR TITER | LAB2819 | Not Orderable. Reflex order on positive RPR screen​​ | Macroscopic Flocculation | ​This is a non-treponemal test for syphilis. This test can be ordered to monitor treatment and if the pateint is already a known positive for syphilis. | ​ | Not Available | 12 hrs. | 7 days a week | AM and PM | 0.5 mL (1 microtainer)
688 | RPRS | RPR Screen with reflex to Titer and Confirmation | Red Top (No Additive) | Hematology TGH Laboratory | Serum | 86592 | ​​​ | Rapid Plasma Reagin (RPR) Screen | ​​This is not orderable in EPIC. This is a reflex test if the TAT is positive only. | Macroscopic Flocculation | ​The RPR is a screening test for syphilis that will be performed only to confirm a positive TAT test. This is test no longer orderable. | ​Non- Reactive | Not Available | 12 hrs | 7 days a week | AM and PM | 1.0 mL
686 | RIANSC | RI ANTIBODY SCREEN W/REFLEX TO TITER AND WESTERN BLOT, SERUM | RED TOP (NO ADDITIVE) | Quest Diagnostics Nichols Inst San Juan Capistrano | SERUM | 86255, 84181, 86256 | ​RI ANTIBODY SCREEN W/RFLX TO TITER AND WESTERN BLOT​ | LAB5718 | ​Sent to reference laboratory. 1 mL serum preferred. Overnight fasting is preferred. Transport at room temperature. | Immunofluorescence Assay (IFA), Western Blot (WB) | ​Anti-Ri can be detected in patients with the paraneoplastic opsoclonus/myoclonus syndrome. Neoplasms most often associated with Anti-Ri include breast cancer, gynecological cancers, and small cell lung cancer. If Ri Antibody Screen, IFA is positive, Ri Antibody, WB will be performed at an additional charge. If Ri Antibody, WB is positive, Ri Antibody, Titer will be performed at an additional charge. | ​Ri Ab Screen, IFA Negative Ri Ab, WB Negative Ri Ab, Titer <1:4 | Not Available | 6 days | Monday, Wednesday and Friday | AM | 0.3 mL serum
685 | RHIPCR | Rhinovirus PCR | NP swab or aspirate, throat swab, bronchial lavage or wash | Esoteric TGH Laboratory |  | 87798 |  | RHINOVIRUS PCR |  | Real-Time Polymerase Chain Reaction | The rhinovirus is one of the viruses that causes the common cold. ​ |  | Not Available | Within 72 hrs. | 3 days a week | AM | 1 mL
684 | RF | RHEUMATOID ARTHRITIS FACTOR (RA) | Red Top (No Additive) | Chemistry TGH Laboratory | SERUM | 86431 | ​RHEUMATOID FACTOR​ | LAB206 | ​Add on specimens accepted within 7 days. | Immunoturbidimetric | ​RF is an IgM antibody directed against IgG. Approximately 85% of patients with rheumatoid arthritis have detectable RF. Patients with other medical conditions such as Sjogren's syndrome and lupus (SLE) may also have detectable RF. | ​< 30 IU/L | 1 hr. | 4 hrs | 7 days a week | 24 hrs | 0.5 mL (1 microtainer)
683 | RETICB | RETICULOCYTE COUNT, AUTOMATED, BLOOD | K2 EDTA, LAVENDER TOP TUBE | Hematology TGH Laboratory | BLOOD | 85046 | ​RETICULOCYTE COUNT​ | LAB296 | * ​Reasons for specimen rejection include: gross hemolysis, clotted, quantity not sufficient, specimen found to be contaminated with IV fluid. * Add on requests must be completed within 24 hours of collection. | Sysmex XN analyzers use flow cytometry methodology. | ​Reticulocytes are immature red blood cells containing RNA. Reticulocytes circulate for 1-2 days in the peripheral blood before they mature to red blood cells (RBCs). Immature reticulocyte fraction (IRF) - The IRF is a direct cellular measurement of erythropoiesis that can be used to monitor erythropoietic activity. Reticulocyte Hemoglobin RET He - The reticulocyte hemoglobin is the amount of hemoglobin in each reticulocyte reported in picograms (PG). When reticulocytes are first released from the bone marrow, measurement of their hemoglobin content can provide a snapshot of the amount of iron available for incorporation into the newly produced red blood cell hemoglobin. If reticulocyte hemoglobin is decreased, it is an indication of inadequate iron supply to the bone marrow relative to demand. | ​Age specific see report. The following interpretive comments will be reported along with reference ranges. High IRF indicates increased bone marrow erythropoiesis and usually precedes the increase in absolute reticulocyte count. Decreased reticulocyte percent with * a high IRF suggests repopulating marrow. Increased reticulocyte percent with a high IRF is typically seen in acute hemolysis or blood loss. Low to normal absolute reticulocyte count and high IRF can be associated with dyserythropoiesis, as seen in an early response to iron therapy. * Low IRF indicates decreased bone marrow erythropoiesis. Low absolute reticulocyte count in conjunction with low IRF can be associated with severe aplastic anemia or renal failure. * Low Ret-He – indicates decreased iron stores or ineffective hemoglobinization. Critical values There are no critical values associated with this test. | 1 hour | 4 hours | 7 Days a week | 24 hours a day | Standard collection tube 1.5mL. BD Map microtainer collection tube 0.5mL
682 | RVPPCB | Respiratory Viral Multiplex Panel | Sterile leak proof container, NP swab in viral transport medium, eSwab | Microbiology TGH Laboratory and Brandon Healthplex Laboratory | Nasopharyngeal | 87633 | ​​Resp Viral PCR PNL | Respiratory Viral Panel | ​ | PCR | ​This PCR based test is designed to simultaneously detect the following viruses in clinical respiratory tract samples: Influenza A and B viruses, Respiratory Syncytial Virus (RSV), Parainfluenza viruses 1-4, Human metapneumovirus (HMPV), Rhinoviruses, Enteroviruses, Adenoviruses, and Coronavirus (HKU1, OC43, NL63, and 229e). It also will differentiate Influenza A virus H3, H1, and 2009 H1N1.At the BHP Lab Only:​It detects the SARS-CoV-2 virus. | ​Not detected for all of the viruses in the panel. | 2 hours | 24 hours | Daily | All hours | Bronchial lavage, bronchial wash, NP swab, NP aspirate, throat swab
681 | LTXC | Culture, Respiratory Lung Transplant | Sterile, Leak proof, Screw Top Container | Microbiology TGH Laboratory |  | 87070 | ​Respiratory Lung Transplant Culture​ | LAB2093 | ​Acceptable Specimen: sputum; sputum induced; tracheal aspirate; bronchial wash Orderable for lung transplant patients ONLY. | Conventional Culture | ​Routine respiratory culture with additional media to rule out rapid growing molds and Burkholderia cepacia. Fungal positive cultures have results called. | ​Normal flora | Not Available | 3 - 5 days | 7 days a week | 24 hrs | 1 mL
680 | CYSC | Culture, Respiratory Cystic Fibrosis (CF) | Sterile, Leak proof, Screw Top Container | Microbiology TGH Laboratory | See Special Insructions | 87070 | ​RESP CYST FIB CULT​ | LAB2067 | ​Acceptable Specimen: sputum; sputum induces; tracheal aspirate; bronchial wash | Conventional Culture | ​Routine respiratory culture with additional media to rule out rapid growing molds and Burkholderia cepacia. | ​Normal flora | Not Available | 3 - 5 days | 7 days a week | 24 hrs | 1 mL
679 | RESC | RESPIRATORY CULTURE, SPUTUM | Sterile, Leak proof, Screw Top Container | Microbiology TGH Laboratory | SPUTUM/ TRACHEAL ASPIRATE | 87070 | RESPIRATORY CULTURE​​ | LAB900 | ​Includes sputum and tracheal aspirate. Cultures from normally sterile areas (e.g., lung biopsy, pleural and thoracentesis fluid, etc.) should be ordered under Wound/Lesion/Fluid Culture. | Conventional Culture | ​Sputum and other specimens from the respiratory tract are often useful to diagnose Lower Respiratory Tract Infection, principally pneumonia. Gram stain is useful to assess specimen adequacy and sometimes identify the type of bacterial infection. When an organism is identified, antibiotic sensitivities are performed that guide selection of appropriate antibiotic treatment. | ​"No Growth" or "Growth of normal flora" | Not Available | 2 days if no growth | Inoculated 7 days a week | 24 hrs | 1.0 mL
678 | RENINP | RENIN ACTIVITY, LC/MS/MS | Lavender Top (K2 EDTA) | Quest Diagnostics | PLASMA | 84244 | RENIN LEVEL​, RENIN ACTIVITY | LAB532 | ​At least 0.5 mL frozen plasma collected in a lavender-top tube (EDTA) is required. Sent to reference laboratory.DO NOT REFRIGERATE THE SAMPLE. After collection the sample can be stored at ROOM TEMPERATURE for up to 24 hours. REFRIGERATED samples are UNACCEPTABLE. Patient should refrain from taking medications, preferably 3 weeks prior to draw. Patient should be ambulatory for 30 minutes prior to draw. Patient should be on a moderate sodium diet during collection. | Angiotensin I Generation, Radioimmunoassay | ​A renin assay blood test is done to find the cause of high blood pressure (hypertension). Renin is an enzyme made by special cells in the kidneys. Renin works with aldosterone (a hormone made by the adrenal glands) and several other substances to help balance sodium and potassium levels in the blood and fluid levels in the body, which affects your blood pressure. | ​Renin Activity, Plasma ng/mL/h Nonhypertensive adults (upright/sitting): 0.65-5.0 ng/mL/hr ** Nonhypertensive children, Supine Upright/Sitting (all values in ng/mL/hr): 3-12 Months 15.0 or Less 1-3 Years 10.0 or Less 4-6 Years 7.5 or Less 15.0 or less 7-9 Years 5.9 or Less 17.0 or less 10-12 Years 5.3 or Less 16.0 or less 13-15 Years 4.4 or Less 16.0 or less | Not Available | 3 - 5 days | Monday - Friday | PM | 2 mL (4 microtainers)
677 | RFP | RENAL FUNCTION PANEL, SERUM/PLASMA | Green (Li Heparin)-Preferred, Red Top (No Additive), Gold Top (SST) | Chemistry TGH Laboratory | SERUM/ PLASMA | 80069 | ​RENAL FUNCTION PANEL​ | LAB19 | ​Includes Na, K, Cl, CO2, BUN, Glucose, Creatinine, Calcium, Phosphorus, and Albumin. | See individual Assays | ​The results of these tests are important in assessing the excretory function of the kidneys.Includes Na, K, Cl, CO2, BUN, Glucose, Creatinine, Calcium, Phosphorus, and Albumin. | ​See individual assays | 1 hr | 4 hrs | 7 days a week | 24 hrs | 1 mL (2 microtainers)
676 | RBCMB | Red Blood Cell (RBC) Morphology only | K2 EDTA, lavender top tube. | Hematology TGH Laboratory |  | 85008 |  | RBC Morphology | * ​Reasons for specimen rejection include: gross hemolysis, clotted, quantity not sufficient, specimen found to be contaminated with IV fluid. * Add on requests must be completed within 24 hours of collection. | • Wright stained peripheral blood smear are be reviewed microscopically and RBC morphological observations are reported. | ​None provided | ​Age/sex dependent see report. There are no critical values associated with this test. | 1 hour | 4 hours | 7 days a week | 24 hours a day | Standard collection tube 1.5mL. BD Map microtainer collection tube 0.5mL
675 | RBCFB | FOLATE RBC, WHOLE BLOOD | Lavender Top (K2 EDTA) | Quest Diagnostics | WHOLE BLOOD | 82747 | RBC FOLATE M/O​ | LAB70 | ​Sent to reference laboratory. 0.2 mL EDTA whole blood collected and maintained at room temperature. Enter Hematocrit result under test code FHCT. Folate is light sensitive. Minimize exposure to light during sample handling and storage. Foil wrap samples to protect from light. | Immunoassay | ​Serum folate concentrations are affected by diet whereas RBC Folate is a more reliable indicator of folate status. RBC Folate is adjusted based on the hematocrit. The Red Blood Cell (RBC) folate is a much more reliable indicator of tissue folate adequacy. It is not subject to the short-term fluctuations in folate balance (due to decreased dietary intake, alcohol intake). | ​Folate, RBC ng/mL GREATER THAN 280 | Not Available | 4 - 7 days | Monday - Friday | PM | 1mL (2 microtainers)
674 | QUIN | QUINIDINE LEVEL (QUINAGLUTE) | Red Top (No Additive) preferred, Lavender Top (K2EDTA) | Quest Diagnostics | SERUM/ PLASMA | 80194 | ​QUINIDINE (QUINAGLUTE)​ | LAB192 | ​Sent to reference laboratory. 0.2 mL refrigerated serum. Collect just before next dose. 3981 | Immunoassay | ​Quinidine is used to treat supraventricular arrhythmias. Therapeutic drug monitoring is useful to optimize dose and avoid toxicity. | ​2.0-5.0 mg/L | Not Available | 3 - 5 days | Monday - Friday Satuday,Sunday night | 24 hrs | 1mL (2 microtainers)
673 | QUIF | QUANTIFERON | QFT collection tube set obtained from laboratory (see special instructions below) | Esoteric TGH Laboratory | BLOOD | 86480 | QUANTIFERON​ | LAB2244 | ​Contact laboratory to get sample collection tubes and instructions. Please see TGH Form F720. *TO ENSURE ACCURACY OF THIS TEST, IT IS IMPERATIVE THAT THESE INSTRUCTIONS ARE FOLLOWED. 1. Collect 1 mL of blood into all 4 tubes (Grey, Green, Purple and Gold). The BLACK MARK on the side of each tube indicates the 1mL fill volume. The tubes draw relatively slow, so please keep the needle inserted for 2 – 3 second once the tubes appear to have filled. If a butterfly needle has to be used, a purge tube should be used to assure that the tubing is filled with blood prior to the QUANTIFERON tubes being used.​ 2. Once collected, mix each tube by shaking vigorously for 5 seconds. 3. The specimens must be received in the lab within 12 hours of collection. 4. If coming from an outside facility or clinic, DO NOT SPIN THE SAMPLES. 5. Please keep all of the Quantiferon tubes stored at room temperature. Collect 1 mL (black mark on the side of each tube) of blood into all 4 tubes (grey, green, purple and gold).After collection, IMMEDIATELY shake vigorously for 5 seconds.Specimens must be received in teh lab at TGH within12 hours of collection.If coming from outise the facility,do not spin specimen tubes.​If possible, keep tubes upright. Keep at room temperature. | ELISA | ​Aids in the detection ofMycobacterium tuberculosis​ infection. | ​Negative | Not Available | 2 - 4 days | Batch once per 24 hours Monday - Friday | AM | 5 mL
672 | QFEVER | Q FEVER AB (COXIELLA BURNETTI) | Red Top (No Additive) | Quest Diagnostics | SERUM | 86638 (x4) | ​Q FEVER ANTIBODIES​ (Coxiella burnetii Antibodies/ Titers) | LAB1209 | ​Sent to reference laboratory. 0.2 refrigerated serum. 37071 | Immunofluorescence Assay | ​Caused by infection with rickettsiae Coxiella burnetii, Q Fever is characterized by fever with interstitial pneumonitis. Sixty percent of infected individuals are asymptomatic while some other infected individuals die from complications. | ​Accompanies Report | Not Available | 4 - 7 days | Tuesday, Wednesday, Saturday | PM | 1mL (2 microtainers)
671 | PTHRP | PARATHYROID HORMONE-RELATED PROTEIN (PTH-RP) | Green Top (Sodium Heparin) | Quest Diagnostics | PLASMA | 83519 | ​PTH RELATED PROTEIN​ | LAB704 | Sent to reference laboratory.0.5 mL room temperature plasma. Call lab for tube. Following the blood collection, mix the tube by inverting gently. Centrifuge for at least 15 minutes. Transfer the plasma to a plastic transport tube and ship at room temperature. | Immunoassay | ​Differential diagnosis of hypercalcemia; manage patients with solid tumors and hypercalcemia. | ​PTH-RP 14-27 pg/mL | Not Available | 4 - 7 days | Monday, Friday | AM | 2 mL
670 | PCHEAT | Pseudocholinesterase W/Dibucaine Inhibition | Red Top (No Additive) | Quest Diagnostics |  | 82480 | ​Cholinesterase, Serum, with Dibucaine Inhibition | Pseudocholinesterase Anesthes | ​Sent to reference laboratory.0.5 mL refrigerated serum | Kinetic Spectrophotometric | ​The Pseudocholinesterase phenotype can be determined by analysis of pseudocholinesterase and the percent inhibition by Dibucaine. Approximately 96% of the population has normal activity, approximately 4% will exhibit decreased activity that leads to prolonged paralysis following use of succinylcholine, and 1 in 3000 patients will exhibit severe, prolonged paralysis following anesthetic exposure. | ​ CHOLINESTERASE, SERUM With Dibucaine Inhibition Cholinesterase, Serum IU/L MALE: 3342-7582 FEMALES: 2673-6592 CHOLINESTERASE, SERUM Dibucaine Number % inhibition 81.6-88.3 Inhibition: Phenotype**/ % Inhibition: U 83.6, A* 19.9, AS* 20.7, S1* 5.3, S2* 67.6, F* 71.8, AF* 60.2, FS* 76.7, UA 72.7, UF 79.8, US 84.4 | Not Available | 3 - 5 days | Monday - Friday | AM | 1.5 mL (3 microtaineers)
669 | PCHE | Pseudocholinesterase | Red Top (No Additive) | Quest Diagnostics |  | 82480 | ​Cholinesterase, Serum | Not orderable in Precise | ​Sent to reference laboratory. | Kinetic Spectrophotometric | ​Approximately 1 in every 2500 individuals has inherited defective or deficiency of the enzyme (pseudocholinesterase) that metabolizes succinylcholine (a anesthetic agent). With ''normal'' dosage, these individuals have prolonged apnea. Such individuals are responsive at much smaller concentrations of this anesthetic agent than the general population. Low concentrations of pseudocholinesterase are observed in individuals exposed to organophosphorous insecticides and patients with hepatic dysfunction. | ​Cholinesterase, Serum IU/L MALE: 3342-7582 FEMALE: 2673-6592 | Not Available | 4 - 7 days | 5 days a week (M-F). Not performed on holidays | AM | 1.5 mL
668 | PTPTT | PROTHROMBIN TIME (PT) AND PARTIAL THROMBOPLASTIN TIME (PTT), INR | Light Blue Top (3.2% Sodium Citrate) | Hematology TGH Laboratory | BLOOD | 85610 | ​PT/INR, PTT​ | LAB2243 | ​Plasma stored in an unopened sodium citrate collection tube at room temperature, (20-25°C) must be tested within 4 hours of collection or plasma separated and frozen. Frozen plasma can be stored for 2 weeks at -20° C or -70° C for 12 months. Please note: Whenever possible frozen specimens should be submitted from offsite locations. Whole blood specimens from offsite locations must be transported and ordered as STAT. If specimen cannot be analyzed within an acceptable time frame testing will be cancelled. To centrifuge and freeze plasma: * Verify the specimen is not clotted using applicator sticks * Verify the specimen tube is properly filled * Centrifuge specimen at 5000 RPM for 10 minutes as soon as possible after collection (up to 4 hours). * Label a polypropylene test tube with label that includes a minimum of two unique patient identifiers (such as name and date of birth). * Using a disposable transfer pipette, transfer the plasma (leave about 0.5ml do not disturb the buffy coat) to a labeled test tube. * If available perform platelet count on the plasma to verify platelet count is <10 K/uL * If platelet count is 10K/uL repeat centrifugation process * If multiple specimens collection tubes, do not pool plasma from collection tubes together. * Freeze plasma and transport to the laboratory for testing on dry ice. * Specimen must remain frozen until testing is performed. Criteria for rejecting specimens for testing include: Tubes not properly labeled, filled (+/- 10% of required fill volume), clotted specimens, plasma that is moderately to grossly hemolyzed, plasma that has not been properly stored or tested within defined timeframe, frozen specimen plasma platelet count >10 K/uL or Fibrinogen <35 mg/dL and not clinically indicated. | Clot detection | ​See individual assays | ​See individual assays | 1 hr. | 4 hrs | 7 days a week | 24 hrs | One 2.7 mL or 1.8 mL 3.2% sodium citrate collection tube filled to the minimum line OR 1 mL of frozen plasma.
667 | PTB | PROTHROMBIN TIME (PT) WITH INR | Light Blue Top (3.2% Sodium Citrate) | Hematology TGH Laboratory | BLOOD | 85610 | ​PROTIME + INR​ | LAB320 | ​Plasma stored in an unopened sodium citrate collection tube at room temperature, (20-25°C) must be tested within 4 hours of collection or plasma separated and frozen. Frozen plasma can be stored for 2 weeks at -20° C or -70° C for 12 months. Please note: Whenever possible frozen specimens should be submitted from offsite locations. Whole blood specimens from offsite locations must be transported and ordered as STAT. If specimen cannot be analyzed within an acceptable time frame testing will be cancelled. To centrifuge and freeze plasma: * Verify the specimen is not clotted using applicator sticks * Verify the specimen tube is properly filled * Centrifuge specimen at 5000 RPM for 10 minutes as soon as possible after collection (up to 4 hours). * Label a polypropylene test tube with label that includes a minimum of two unique patient identifiers (such as name and date of birth). * Using a disposable transfer pipette, transfer the plasma (leave about 0.5ml do not disturb the buffy coat) to a labeled test tube. * If available perform platelet count on the plasma to verify platelet count is <10 K/uL * If platelet count is 10K/uL repeat centrifugation process * If multiple specimens collection tubes, do not pool plasma from collection tubes together. * Freeze plasma and transport to the laboratory for testing on dry ice. * Specimen must remain frozen until testing is performed. Criteria for rejecting specimens for testing include: Tubes not properly labeled, filled (+/- 10% of required fill volume), clotted specimens, plasma that is moderately to grossly hemolyzed, plasma that has not been properly stored or tested within defined timeframe, frozen specimen plasma platelet count >10 K/uL or Fibrinogen <35 mg/dL and not clinically indicated. | Clot Detection | ​The Prothrombin Time, assesses the extrinsic and common coagulation pathway from Factor VII through fibrin formation. Results are interpreted based on the INR (International Normalized Ratio). A prolonged INR suggests a potential bleeding disorder or, if on Warfarin therapy, a potential for bleeding complications. | ​9.4 – 12.5 seconds Suggested INR therapeutic reference ranges for patients on oral anticoagulant therapy: Low Intensity Oral Anticoagulant Therapy:1.5 - 2.0 Moderate Intensity Oral Anticoagulant Therapy:2.0 - 3.0 High Intensity Oral Anticoagulant Therapy:2.5 - 3.5 or 3.0 - 4.0 Critical Value INR > 3.5 | 1 hr. | 4 hrs | 7 days a week | 24 hrs | One 2.7 mL or 1.8 mL 3.2% sodium citrate collection tube filled to the minimum line OR 1 mL of frozen plasma.
666 | UPRCR | PROTEIN/CREATININE, URINE RATIO | Clear Top Urine, Sterile, Leak proof, Screw Top Container | Chemistry TGH Laboratory | URINE | 82570 84156 | ​​URINE PROTEIN/CREAT RATIO​ | LAB2837 |  | Turbidimetric, Colorimetric/Alkaline Picrate | ​Proteinuria is characteristic of renal disease and concentrations may be increased with diabetes, hypertension, nephritic syndrome, and drug nephrotoxicity |  | Not Available | 4 hrs. | 7 days a week | 24 hrs | 1 mL Urine
665 | UPROT | PROTEIN, URINE (RANDOM) | Clear Top Urine, Sterile, Leak proof, Screw Top Container | Chemistry TGH Laboratory | URINE | 84156 | ​​URINE PROTEIN​ | LAB439 |  | Turbidimetric method | ​Urinary Total Proteins are negligible in healthy individuals. Concentrations are increased in patients with a wide variety of diseases that impair renal function including diabetes, hypertension, nephrotic syndrome, and drug nephrotoxicity. | ​No Normal Ranges | Not Available | 5 hrs. | 7 days a week | 24 hrs | 1 mL Urine
664 | TTP | PROTEIN, URINE, 24 HOUR, TOTAL | 24 hr Urine Container | Chemistry TGH Laboratory | URINE | 84156 | ​TOTAL PROTEIN, URINE​ | LAB441 | ​Collect urine without preservative. Refrigerate during and after collection. Do not include first morning specimen; collect all subsequent voidings. The last sample collected should be the first morning specimen voided the following morning at the same time as the previous mornings first voiding. | Turbidimetric |  | ​31 - 137 mg/ 24hr | Not Available | Within 24 hrs. | 7 days a week (M-F). Not performed on holidays | 24 hrs | 24 hr Urine specimen
663 | PRO | PROTEIN, TOTAL | Green (Li Heparin)- Preferred, Red Top (No Additive), Gold Top (SST) | Chemistry TGH Laboratory | PLASMA/ SERUM | 84155 | ​TOTAL PROTEIN​ | LAB118 | ​Add on specimens accepted within 5 days | Colorimetric | ​Total protein is useful in evaluating patients for nutritional status, liver disease, protein-losing renal and gastrointestinal diseases, and many other medical conditions. Elevated concentrations may be observed in patients with monoclonal gammopathies, autoimmune. | ​6.4 – 8.3 g/dL | 1 hr. | 4 hrs | 7 days a week | 24 hrs | 0.5 mL (1 microtainer)
662 | FPRO | PROTEIN, TOTAL, FLUID | Sterile, Leak proof, Screw Top Container | Chemistry TGH Laboratory |  | 84187 | ​FLUID, TOTAL PROTEIN​ | LAB196 |  | Colorimetric | ​Measurement of total protein in fluid is useful in the differentiation of exudate and transudate |  | 1 hr. | 4 hrs | 7 days a week | 24 hrs | 5 mL
661 | UPROTE | PROTEIN ELECTROPHORESIS (PE), URINE | Sterile, Leak proof, Screw Top Container | Chemistry TGH Laboratory | URINE | 84166 | ​URINE PROTEIN ELECTRO​PHORESISUPEP | LAB438 |  | Electrophoresis | ​Protein electrophoresis evaluates the major protein fractions found in urine. It normally includes albumin, and often faint bands of alpha1 and beta globulin. Urinary protein electrophoresis is useful in classifying the type of renal damage, if present. |  | Not Available | Within 72 hrs. | 5 days a week (M - F), not performed on holidays | AM | 10 mL Urine
660 | CFPRO | Protein, Total, CSF | Sterile, Leak proof, Screw Top Container | Chemistry TGH Laboratory | CSF | 84157 | ​​​CSF Total Protein | LAB195 |  | Colorimetric | ​CSF Total Protein is derived from ultra-filtration of plasma through the meninges and choroid plexus and intrathecal production. CSF Total Protein is useful in identifying increased permeability of the blood-brain barrier or increased intrathecal production. Elevated CSF Total Protein is often consistent with central nervous system disease or trauma. | ​15 - 45 mg/dL | 1 hr. | 4 hrs | 7 days a week | 24 hrs | 0.5 mL CSF
659 | PROTS | PROTEIN S ANTIGEN | Light Blue Top (3.2% Sodium Citrate) | Quest Diagnostics | BLOOD | 85305 | ​PROTEIN S ANTIGEN​ | LAB493 | ​Sent to reference laboratory. 0.5 mL frozen plasma. 5165 | Immunoturbidimetric | ​Antigen testing is appropriate when a functional activity deficiency is present. If low. The congenital or acquired deficiency of protein S increases the risk for thromboembolism, owing to a decrease of blood anticoagulant potential. It results in recurring thrombotic episodes. A decrease of protein S leads to a greater risk of thromboembolism. | ​Protein S, Total Antigen % normal 70-140 | Not Available | 4 - 7 days | Monday - Friday | PM | 4.5 mL or 1.8 mL pedi tube
658 | PROTSA | PROTEIN S ACTIVITY | Light Blue Top (3.2% Sodium Citrate) | Hematology TGH Laboratory | BLOOD | 85306 | ​PROTEIN S ACTIVITY​ | LAB491 | ​Plasma stored in an unopened sodium citrate collection tube at room temperature, (20-25°C) must be tested within 4 hours of collection or plasma separated and frozen. Frozen plasma can be stored for 2 weeks at -20° C or -70° C for 12 months. Please note: Whenever possible frozen specimens should be submitted from offsite locations. Whole blood specimens from offsite locations must be transported and ordered as STAT. If specimen cannot be analyzed within an acceptable time frame testing will be cancelled. To centrifuge and freeze plasma: * Verify the specimen is not clotted using applicator sticks * Verify the specimen tube is properly filled * Centrifuge specimen at 5000 RPM for 10 minutes as soon as possible after collection (up to 4 hours). * Label a polypropylene test tube with label that includes a minimum of two unique patient identifiers (such as name and date of birth). * Using a disposable transfer pipette, transfer the plasma (leave about 0.5ml do not disturb the buffy coat) to a labeled test tube. * If available perform platelet count on the plasma to verify platelet count is <10 K/uL * If platelet count is 10K/uL repeat centrifugation process * If multiple specimens collection tubes, do not pool plasma from collection tubes together. * Freeze plasma and transport to the laboratory for testing on dry ice. * Specimen must remain frozen until testing is performed. Criteria for rejecting specimens for testing include: Tubes not properly labeled, filled (+/- 10% of required fill volume), clotted specimens, plasma that is moderately to grossly hemolyzed, plasma that has not been properly stored or tested within defined timeframe, frozen specimen plasma platelet count >10 K/uL or Fibrinogen <35 mg/dL and not clinically indicated. | Clot Detection | ​Protein S Activity is used to diagnose acquired and hereditary deficiencies of Protein S. Protein S deficiency is associated with increased risk of thrombosis. | ​64 – 149% | Not Available | 7 days | Once a week (M-F) | AM | One 2.7 mL or 1.8 mL 3.2% sodium citrate collection tube filled to the minimum line OR 1 mL of frozen plasma.
657 | PROTC | PROTEIN C ANTIGEN, TOTAL | Light Blue Top (3.2% Sodium Citrate) | Quest Diagnostics | BLOOD | 85302 | ​PROTEIN C ANTIGEN​ | LAB490 | ​Draw blood in Light Blue Top tube containing 3.2% sodium citrate, and mix gently by inverting 3-4 times. Centrifuge 15 minutes at 1500 x g within 1 hour of collection. Using a plastic pipette, remove plasma, taking care to avoid the WBC/platelet buffy layer and place into a plastic vial. Centrifuge a second time and transfer platelet-poor plasma into a new plastic vial. Freeze immediately and transport on ice. | Enzyme Immunoassay | ​Aids in diagnosis of congenital deficiencies characterized by recurrent venous thrombosis. Acquired deficiencies associated with Protein C include: oral anticoagulant therapy, liver disease, vitamin K deficiency, malignancy, consumptive DIC, surgery, trauma, antibodies to Protein C and hepatic immaturity of the newborn. | ​Protein C Antigen % normal 70-140 | Not Available | 4 - 7 days | Monday - Friday | AM | 0.5 mL plasma, minimum. 1.0 mL plasma, preferred
656 | APCR | Protein C Resistance APC Active | Light Blue Top (3.2% Sodium Citrate) | Quest Diagnostics | Plasma | 85307 | ​​APC Resistance | LAB846 | ​Sent to reference laboratory. 1 mL frozen plasma Do not order this test if a Factor V (Leiden) Mutation has been ordered. | RVVT Based Clot Assay | ​Activated protein C (APC) is produced from the proteolytic activation of protein C by thrombin. APC-resistance (APC-R) is characterized by a low anticoagulant response of patient plasma following the addition of APC. The majority of individuals with APC-R have a point mutation (Factor V Leiden). APC-R is associated with venous thromboembolic disorders that affect approximately two million Americans annually. | ​APC Resistance Ratio NORMAL: >2.1 BORDERLINE: 1.6-2.1 ABNORMAL: <1.6 | Not Available | 3 - 5 days | Monday - Saturday | PM | 4.5 mL or 1.8 mL pedi tube
655 | PROTCA | PROTEIN C ACTIVITY | Light Blue Top (3.2% Sodium Citrate) | Hematology TGH Laboratory | BLOOD | 85303 | ​PROTEIN C ACTIVITY​ | LAB489 | ​Plasma stored in an unopened sodium citrate collection tube at room temperature, (20-25°C) must be tested within 4 hours of collection or plasma separated and frozen. Frozen plasma can be stored for 2 weeks at -20° C or -70° C for 12 months. Please note: Whenever possible frozen specimens should be submitted from offsite locations. Whole blood specimens from offsite locations must be transported and ordered as STAT. If specimen cannot be analyzed within an acceptable time frame testing will be cancelled. To centrifuge and freeze plasma: * Verify the specimen is not clotted using applicator sticks * Verify the specimen tube is properly filled * Centrifuge specimen at 5000 RPM for 10 minutes as soon as possible after collection (up to 4 hours). * Label a polypropylene test tube with label that includes a minimum of two unique patient identifiers (such as name and date of birth). * Using a disposable transfer pipette, transfer the plasma (leave about 0.5ml do not disturb the buffy coat) to a labeled test tube. * If available perform platelet count on the plasma to verify platelet count is <10 K/uL * If platelet count is 10K/uL repeat centrifugation process * If multiple specimens collection tubes, do not pool plasma from collection tubes together. * Freeze plasma and transport to the laboratory for testing on dry ice. * Specimen must remain frozen until testing is performed. Criteria for rejecting specimens for testing include: Tubes not properly labeled, filled (+/- 10% of required fill volume), clotted specimens, plasma that is moderately to grossly hemolyzed, plasma that has not been properly stored or tested within defined timeframe, frozen specimen plasma platelet count >10 K/uL or Fibrinogen <35 mg/dL and not clinically indicated. | Chromogenic | ​Protein C Activity is useful in detecting congenital and acquired protein C deficiency. Protein C deficiency is associated with increased risk of thrombosis. | ​70 – 140% | Not Available | 7 days | Once a week (M-F) | AM | One 2.7 mL or 1.8 mL 3.2% sodium citrate collection tube filled to the minimum line OR 1 mL of frozen plasma.
654 | CF1433 | Protein 14-3-3, CSF | Sterile, Leak proof, Screw Top Container | National Prion Disease Surveillance Center | CSF and Urine | 82397 | ​Protein 14-3-3​,CJD; Prion Disease; Creutzfeldt - Jakob Disease | LAB1079 | ​Ship Monday through Thursday only! CSF should be obtained by lumbar puncture. The first 2 mL of CSF that flows from the tap should be discarded. Avoid bloody tap. CSF results will be faxed to the referring physician when indicated. |  | ​14-3-3 proteins are a family of conserved regulatory molecules expressed in all eukaryotic cells. 14-3-3 proteins have the ability to bind a multitude of functionally diverse signaling proteins, including kinases, phosphatases, and transmembrane receptors. More than 100 signaling proteins have been reported as 14-3-3 ligands. The analysis of 14-3-3 protein in cerebrospinal fluid (CSF) was shown to be highly sensitive and specific for the diagnosis of Creutzfeldt-Jakob disease (CJD). However, the predictive value of this test in the clinical diagnosis of, and its relation to, sporadic, genetic, and iatrogenic CJD cases have yet to be established. CSF samples of suspect CJD cases seen in the prospective German surveillance study were tested for the presence of 14-3-3 protein by using a modified western blot (WB) technique. WB detected 14-3-3 protein in 95.4% of definite and 92.8% of probable cases. In two patients classified initially as not having CJD the test was positive, and both were later proved to have definite CJD. The positive predictive value is 94.7% and the negative predictive value is 92.4%. False-positive results in a single CSF analysis were seen in patients with herpes simplex encephalitis, hypoxic brain damage, and atypical encephalitis, intracerebral metastases of a bronchial carcinoma, metabolic encephalopathy, and progressive dementia of unknown cause. WB analysis for 14-3-3 protein was positive in only 5 of 10 cases of familial forms of spongiform encephalopathies. CSF analysis for 14-3-3 F protein should thus be performed in any case suspect for CJD. | ​Accompanies Report | Not Available | 2 weeks |  |  | 1 mL CSF and 20 mL Urine
653 | PSAM | PROSTATIC SPECIFIC ANTIGEN (PSA)-MEDICARE SCREEN | Red Top (No Additive) | Chemistry TGH Laboratory | SERUM | G0103 | ​PSA MEDICARE SCREEN​ | LAB2242 | ​Add on specimens accepted within 7 days Do not collect specimen after a transrectal biopsy. Results may be falsely elevated. | Paramagnetic Particle Immunochemiluminometric assay | ​PSA is used in conjunction with digital rectal examination (DRE) in the early detection and management of prostate cancer. PSA may be elevated with benign prostatic hypertrophy (BPH) and prostatitis. | ​0.-4.0 mg/mL | Not Available | 4 hrs | 7 days a week | 24 hrs | 2 mL (4 microtainers)
652 | PAP | PROSTATIC ACID PHOPHATASE (PAP) | Red Top (No Additive) | Quest Diagnostics | SERUM | 84066 | PROSTATE ACID PHOS | LAB2921 | ​Sent to reference laboratory. 0.5 mL frozen serum. Collect before rectal exam or biopsy procedure. 7812 | Immunoassay | ​PAP measurement has found clinical application in the management of prostatic cancer patients. Serum PAP measurements have been useful in monitoring remission or relapse of a prostatic malignancy and in assessing the effectiveness of various treatment regimes. Thus, normalization in serum PAP levels has been observed following successful therapeutic intervention, while recurrent or residual disease has been associated with elevated levels of PAP. | ​Prostatic Acid Phos. (PAP) ng/mL ADULT MALES: <2.8 | Not Available | 4 - 7 days | 2 days a week | AM | 1.5 mL (3 microtainers)
651 | PSAB | PROSTATE SPECIFIC ANTIGEN (PSA) | Red Top (No Additive) | Chemistry TGH Laboratory | SERUM | 84153 | ​PROSTATE SPECIFIC AG​ | LAB116 | ​Do not collect specimen after a transrectal biopsy, results may be falsely elevated. Add on specimens accepted within 24 hours | Paramagnetic particle, Immunochemiluminometric | ​PSA is used in conjunction with digital rectal examination (DRE) in the early detection and management of prostate cancer. PSA may be elevated with benign prostatic hypertrophy (BPH) and prostatitis. | ​0 - 4.0 ng/mL | Not Available | 4 hrs | 7 days a week | 24 hrs | 1mL (2 microtainers)
650 | PROL | PROLACTIN | Green (Li Heparin)-Preferred, Red Top (No Additive), Gold Top (SST) | Chemistry TGH Laboratory | PLASMA/ SERUM | 84146 | ​PROLACTIN​ | LAB531 | ​Overnight fasting is preferred. Add on specimens accepted within 5 days | Paramagnetic Particle, Immunochemiluminometric | ​Hypersecretion of prolactin can be caused by hypothalamic or pituitary tumors, hypothalamic disease, breast or chest wall stimulation, hypothyroidism, and other conditions. High prolactin concentrations are associated with hypogonadism and low or inappropriately low LH and FSH concentrations. | ​Male:3.46 – 19.40 ng/mL Female:5.18 – 26.53 ng/ml | Not Available | 4 hrs | 7 days a week | 24 hrs | 1mL (2 microtainers)
649 | PROINS | PROINSULIN | Red Top (No Additive)-Preferred, Lavender Top (K2 EDTA) | Quest Diagnostics | SERUM/ PLASMA | 84144 | ​PROINSULIN​ | LAB1086 | ​Sent to reference laboratory. 0.8 mL frozen serum/plasma (EDTA). Overnight fasting is required. 7091 | Immunoassay | ​Proinsulin is used to detect and monitor excessive hormone production from insulinomas. | ​Proinsulin pmol/L < OR = 18.8 | Not Available | 5 - 10 days | Monday | PM | 4 mL
648 | PROGRS | PROGESTERONE | Red Top (No Additive )– Serum only | Quest Diagnostics | SERUM ONLY | 84144 | ​PROGESTERONE M/O​ | LAB529 | ​Sent to reference laboratory.0.3 mL refrigerated serum. SST tubes are unacceptable. An early morning specimen is preferred. Specify age, sex and menopausal status on the test request form. | Liquid Chromatography Tandem Mass Spectrometry | ​This test (1) establishes the presence of a functioning corpus luteum or luteal cell function, (2) confirms basal body temperature measurements of the occurrence of ovulation, (3) affords an indication of the day of ovulation, (4) assesses placental function during pregnancy. | ​Pediatric Adult Males: Males: 5-9 years: 0.7 ng/mL or less 18-29 years: 0.3 ng/mL or less 10-13 years: 1.2 ng/mL or less 30-39 years: 0.2 ng/mL or less 14-17 years: 0.8 ng/mL or less 40-49 years: 0.2 ng/mL or less 50-59 years: 0.2 ng/mL or less Females: 5-9 years: 0.6 ng/mL or lessFemales: 10-13 years: 10.2 ng/mL or less Early Follicular Phase: 0.6 ng/mL or less 14-17 years: 11.9 ng/mL or less Late Follicular Phase: 14.5 ng/mL or less Mid-Cycle Phase: 16.1 ng/mL or less Luteal Phase: 31.4 ng/mL or less Postmenopausal Women: 0.2 ng/mL or less | Not Available | 4 - 7 days | Monday - Saturday | AM | 1mL (2 microtainers)
647 | PCTT | PROCALCITONIN, SERUM | Green (Li Heparin)-Preferred, Red (No Additive), Gold (SST) | Chemistry TGH Laboratory | SERUM | 84145 | ​PROCALCITONIN​ | LAB2835 | ​Add on specimen accepted within 48 hours | Immunoassay | ​Measurement of procalcitonin can be used as a marker of severe sepsis and generally grades well with the degree of sepsis | ​A concentration of <0.5 ng/mL represents a low risk of severe sepsis and/or or septic shock A concentration of >2 ng/mL represents a high risk of severs sepsis and/or shock | 1 hr. | 4 hrs | 7 days a week | 24 hrs | 3 mL (6 microtainers)
646 | PRORAT | PROCAINAMIDE WITH RATIO, SERUM | Red Top (No Additive)- PREFERRED, Royal Blue (EDTA), Green Top (Sodium or Lithium Heparin, No Gel) | Quest Diagnostics | SERUM/ PLASMA | 80192 | ​PROCAINAMIDE WITH RATIO(Pronestyl)​ | LAB9906 | ​Sent to reference laboratory. Do not use gel barrier tubes. Collect as trough just before next dose. 0.2 mL refrigerated serum or plasma | Immunoassay | ​Procainamide is used to treat cardiac arrhythmias. N-Acetylprocainamide, its active metabolite, is also measured. Therapeutic drug monitoring is useful to optimize dose and avoid toxicity. |  | Not Available | 4 - 7 days | 7 days a week | AM | 0.2 mL serum or plasma
645 | PRIMB | PRIMIDONE LEVEL, SERUM OR PLASMA | Red Top (No Additive)- Preferred, Lavender Top (K2 EDTA) | Quest Diagnostics | SERUM/ PLASMA | 80188, 80188 | ​PRIMIDONE (MYSOLINE) | LAB485 | ​Sent to reference laboratory. 0.5 mL serum/plasma (EDTA) Refrigerated: stable 7 days, Room temp: 72 hours Collect a trough just prior to next dose. Phenobarbital level is included. | Immunoassay | ​PRIMIDONE is a barbiturate. This medicine is used to control seizures in certain types of epilepsy. It is not for use in absence (petit mal) seizures. | ​ Primidone: 5.0-12.0 mg/L Primidone, potentially toxic: > = 15.0 mg/L Phenobarbital: 15.0-40.0 mg/L | Not Available | 4 - 7 days | Monday - Saturday | AM | 1mL (2 microtainers)
644 | ERBHCB | PREGNANCY TEST, QUALITATIVE, SERUM (BETA HCG) | Red Top (No Additive) | Hematology TGH Laboratory and Brandon Healthplex Laboratory | Blood, Serum | 84703 | ​Pregnancy Test,​​BHCG- Qualitative; Beta HCG | LAB2859 | ​Grossly hemolyzed specimens will be rejected. Add on request accepted up to 48 hrs from collection. | Immunoassay | ​Used to determine pregnancy. | ​Negative | 1 hr. | 4 hrs | 7 days a week | 24 hrs | 1mL (2 microtainers)
643 | PAL | PREALBUMIN | Red Top (No Additive), Gold Top (SST) – serum only | Chemistry TGH Laboratory | SERUM ONLY | 84134 | ​PREALBUMIN​​ | LAB115 | ​Add on specimens accepted within 3 days | Immunoturbidimetric | ​Transthyretin, previously referred to as 'prealbumin,'' is a transport protein for thyroxine (T4), triiodothyronine (T3), and the vitamin A/retinol binding complex. Transthyretin is a negative acute phase reactant and has limited use in assessing protein-calorie malnutrition and thyroid-binding protein deficiency states. | ​M 18-45 mg/dL F 16-38 mg/dL | 1 hr. | 4 hrs | 7 days a week | 24 hrs | 0.5 mL (1 microtainer)
642 | UK | POTASSIUM, URINE, RANDOM | Clear Top Urine, Sterile, Leak proof, Screw Top Container | Chemistry TGH Laboratory | URINE | 84133 | ​​URINE POTASSIUM​ | LAB434 | ​Test performed only on urine | Ion Selective Electrode |  |  | 1 hr. | 4 hrs | 7 days a week | 24 hrs | 0.5 mL Urine
640 | FCKB | Potassium, Stool | Sterile, Screw Top Container or 24hr fecal collection container | Quest Diagnostics | Feces | 84311 | ​​​Fecal Potassium | LAB577 | ​Sent to reference laboratory. 3 ml liquid frozen stool. Stool must be liquid 10 mL aliquots of 24-hour, 48-hour, or 72-hour liquid stool specimens are also acceptable. | Flame Photometric | ​Potassium, stool, is useful in evaluating electrolyte loss in diarrhea and malabsorption states. | ​Reference ranges have not been established. However, Fecal Osmotic Gap in mOsm/kg can be calculated using the following equation: Fecal Osmotic Gap = 290 - 2x ([Na] + [K]). A Fecal Osmotic Gap of 125 mOsm/kg or greater is indicative of osmotic diarrhea, whereas a result of 50 mOsm/kg or less indicates secretory diarrhea. | Not Available | 4 - 7 days | Monday - Friday | PM | 3 mL Liquid Stool
639 | K24H | Potassium, Urine, 24 hour | 24 hr Urine Container | Chemistry TGH Laboratory |  | 84133 | ​24 hr UrinePotassium​ | LAB436 | ​Collect urine without preservative. Refrigerate during and after collection. Do not include first morning specimen; collect all subsequent voidings. The last sample collected should be the first morning specimen voided the following morning at the same time as the previous mornings first voiding. | Ion-selective electrode | ​Urinary potassium is useful to evaluate serum electrolyte imbalances. Renal causes can be separated from nonrenal causes of an imbalance. | ​25 - 125 mEq/24 hr | Not Available | 24 hrs | 7 days a week | AM | 24 hr. collection
638 | K | Potassium (K) | Green (Li Heparin)-Preferred, Red Top (No Additive), Gold Top (SST) | Chemistry TGH Laboratory | Serum/ Plasma | 84132 | ​​K | LAB114 | ​Add on specimens accepted within 5 days. (Must be separated from cells) | Ion Selective Electrode | ​Potassium is an essential element involved in critical cell functions. Measurement is used to assess electrolyte balance that is influenced by electrolyte intake, excretion and other means of elimination, exercise, hydration, medications, and many other conditions | ​3.5 - 5.3 mEq/L Neonate:3.7 – 5.9 mEq/L | 1 hr. | 4 hrs | 7 days a week | 24 hrs | 0.5 mL (1 microtainer)
637 | PRETTF | PRE-TRANSPLANT TISSUE TYPING FULL | Two (quantity 2 tubes) 6.0 mL Red Top tubes Three (quantity 3 tubes) 8.5 mL ACD Yellow tubes | LifeLink | BLOOD |  | ​TISSUE TYPING FULL​ | LAB2881 | ​Maintain at room temperature. Take specimen to Referrals Department for processing. All Five tubes specified above must be collected. | [5 empty] | Monday - Friday | AM, PM | Same as above
636 | PRETAB | TISSUE TYPING PRA, Pre-Transplant Antibody | RED TOP ONLY | LifeLink | SERUM ONLY |  | ​​PRA/ SPECIFICITY PRE TPX​ | LAB2896 | ​Maintain at room temperature. Take specimen to Referrals Department for processing. | [5 empty] | Monday - Friday | AM, PM | 6 mL (Full Red Top)
635 | POSTAB | POST TRANSPLANT ANTIBODY | RED TOP ONLY (NO ADDITIVE) | LifeLink | SERUM ONLY |  | ​​POST TRANSPLANT AB​ | LAB2769 | ​Maintain at room temperature. Take specimen to Referrals Department for processing. | [5 empty] | Monday - Friday | AM, PM | 6 mL (full Red Top)
634 | POR24H | PORPHYRINS, URINE, 24 HR | 24 hr Urine Container | Quest Diagnostics | URINE | 84120 | ​PORPHYRINS,QT 24 HR​ | LAB2177 | ​Sent to reference laboratory. 1 mL refrigerated urine. 24-hour urine collected with 5 grams of sodium carbonate, or no preservative refrigerated and protected from light during collection is preferred. | High Performance Liquid Chromatography | ​Porphyria is a group of distinct disorders characterized by the abnormal accumulation of porphyrins or porphyrin precursors. Porphyrin Fractionation of Urine is useful in diagnosing porphyrin cutanea tarda, hereditary proporphyria, and variegate porphyria. | ​Uroporphyrins mcg/24 h: 3.3-29.5 Heptacarboxyporphyrin mcg/24 h: 6.8 OR LESS Hexacarboxyporphyrin mcg/24 h: 0.9 OR LESS Pentacarboxyporphyrin mcg/24 h: 4.7 OR LESS Coproporphyrins mcg/24 h: 155 OR LESS Porphyrins, Total mcg/24 h: 12-190 | Not Available | Tuesday- Friday, Sunday | 4 - 7 days | PM | 24 hr. collection
633 | PORUR | PORPHYRINS, RANDOM URINE | Sterile, Leak proof, Screw Top Container | Quest Diagnostics | URINE | 84120 | ​PORPHYRINS, RANDOM URINE, QUANTITATIVE, FRACTIONATED | LAB433 | ​Sent to reference laboratory. 2 mL refrigerated urine. Wrap tube in aluminum foil or use amber tube to protect from light. 36592 | High Performance Liquid Chromatography | ​Porphyria is a group of distinct disorders characterized by the abnormal accumulation of porphyrins or porphyrin precursors. Porphyrin Fractionation of Urine is useful in diagnosing porphyrin cutanea tarda, hereditary coproporphyria, and variegate porphyria | ​Uroporphyrin mcg/g creat:1-10 years: 4.3-16.2 mcg/g creatinine, 11-17 years: 4.6-18.9 mcg/g creatinine, ≥18 years: 22.0 or less mcg/g creatinine Heptacarboxyporphyrin mcg/g creat:≥1 YEAR: 4.6 OR LESS Hexacarboxyporphyrin mcg/g creat:≥1 YEAR: NOT DETECTED Pentacarboxyporphyrin mcg/g creat: 1-10 years: 3.2 or less mcg/g creatinine, 11-17 years: 3.0 or less mcg/g creatinine, ≥18 years: 1.7 or less mcg/g creatinine Coproporphyrin mcg/g creat:1-10 years: 10.1-254.7 mcg/g creatinine, 11-17 years: 11.8-107.2 mcg/g creatinine, ≥18 years: 23.0-130.0 mcg/g creatinine Total Porphyrins mcg/g creat:1-10 years: 17.0-269.7 mcg/g creatinine, 11-17 years: 16.4-121.5 mcg/g creatinine , ≥18 years: 31.0-139.0 mcg/g creatinine | Not Available | Tuesday - Friday, Sunday | 4 - 7 days | PM | 1 mL Urine
632 | PORP24 | PORPHOBILINOGEN QUANTITATIVE, 24 HR URINE | 24 hr Urine Container | Quest Diagnostics | URINE | 84110 | ​PORPHOBILINOGEN, QN, 24HR​ | LAB2176 | ​Sent to reference laboratory. 5 mL refrigerated urine. Collect 24-hours urine without preservative. Refrigerate during and after collection. Wrap tube in aluminum foil or use amber tube to protect from light. | Colorimetric | ​Urinary Porphobilinogen is the first step in the diagnosis of acute intermittent prophyria (AIP). AIP is an autosomal dominant disorder characterized by deficiency of porphobilinogen deaminase. An acute attack usually includes gastrointestinal disturbance and europsychiatric disorders. | ​Porphobilinogen, 24 hr Ur mg/24 h 2.7 OR LESS | Not Available | 4 - 7 days | Tuesday- Friday | AM | 24 hr. collection
631 | PCB | POLYCHLORINATED BIPHENYLS (PCB), SERUM/PLASMA | Red Top (No Additive) preferred, Lavender Top (K2EDTA) | National Medical Service | SERUM/ PLASMA | 82491 | ​​PCB | LAB566 | ​Sent to reference laboratory. 1.2 mL refrigerated serum/plasma. | Gas Chromatography | ​Environmental/Occupation Toxin | ​Accompanies report | Not Available | 7 - 14 days | Monday, Wednesday, Friday | AM | 3 mL
630 | TEGCOR | Point of Care-Thromboelastograph (TEG) | Light Blue Top (3.2% Sodium Citrate) | Point of Care |  | 85384, 85347, 85576, 85390 | ​POC-TEG |  | ​Draw from the central line, then discard first 2-3 mL, which contains tissue contaminants. | [5 empty] | 7 days a week | 24 hrs
629 | STRPBS | Point of Care-Strep A Screen |  | Point of Care |  | 87430 | ​POC-Strep Screen |  |  | Immunoassay |  | ​Negative | Not Available | N/A | 7 days a week | 24 hrs
628 | PHBS | Point of Care-pH |  | Point of Care |  | 83986 | ​POC-pH | pH POC |  |  |  |  | Not Available | N/A | 7 days a week | 24 hrs
627 | FOCBC | ZZZOCCULT BLOOD FECES | Sterile, Leak proof, Screw Top Container | Point of Care |  | 82270 | ​OCCULT BLOOD​ | LAB2860 | ​Formed Feces Only. Avoid collecting samples during or in the first three days of menstruation. Food and vitamins to avoid before sample collection include: red meat, vitamin C (>250 mg/day), aspirin or other non-steroidal drugs. |  |  | ​Negative | Not Available | N/A | 7 days a week | 24 hrs | 1 - 2 grams
626 | HCGBS | Point of Care-HCG (Pregnancy test Urine) | Sterile, Leak proof, Screw Top Container | Point of Care |  | 81025 | ​POC-Pregnancy Test Urine | Human Chorionic Gon (HCG) POC | ​Fill barrel to the line indicated on the pipette. Do not overfill. | Immunochromatographic assay |  |  | Not Available | N/A | 7 days a week | 24 hrs | 135 uL
625 | GLUBS | Point of Care-Glucose |  | Point of Care |  | 82962 | ​POC-Glucose | Glucose Bedside |  | Electrochemical biosensor technology |  | ​Normal Fasting: 60-100 mg/dL for 29 days -adult 0-29 days: 40-90 mg/dL | Not Available | N/A | 7 days a week | 24 hrs
624 | UAMBS | Point of Care- Urinalysis | Sterile, Leak proof, Screw Top Container | Point of Care |  | 81002 | ​POC- UA | Urinalysis (UA) Urine POC | ​Sample must be tested within 1 hour | Colorimetric |  |  | Not Available | N/A | 7 days a week | 24 hrs
623 | PTBS | Point of Care- Prothrombin Time with INR | Syringe | Point of Care |  | 85610 | ​POC-PT/INR |  | ​Use room temperature cartridges | Clot Detection |  | ​INR Reference Range: 0.8-1.4 sec Low anticoagulation=1.5-2.0 Moderate Anticoagulation: 2.0-3.0 sec High Anticoagulation: 2.5-4.0 sec | Not Available | N/A | 5 days a week (M - F) | 24 hrs | 5 mL
622 | A1CBSB | Point of Care- Hemoglobin A1C | Whole Blood, EDTA | Point of Care |  | 83036 | ​Hemoglobin A1C, bedside |  | ​Do not remove the device from the pouch until ready for use | Colorimetric |  | ​4.2% - 6.5% | N/A | N/A | 7 days a week | 24 hrs | 1.0 μL of Whole Blood
621 | HGBBS | Point of Care- Hemoglobin | Hemocue cuvette | Point of Care |  | 85018 | ​POC-Hemoglobin | Hemoglobin Bedside | ​Test inoculate cuvette within 10 minutes post collection. | Photometric |  |  | Not Available | N/A | 7 days a week | 24 hrs | 10 uL
620 | ERCARD | Point of Care Troponin | Lithium or Sodium Heparin (Green Top) | Point of Care |  | 84484 | ​POC- Cardiac Markers | ER Cardiac Markers | ​Blood collection must be filled to capacity | Fluorescence | ​If positive, indicative of Myocardial Infarction | ​Troponin I: 0.0 – 0.08 | Not Available | N/A | 7 days a week | 24 hrs | 1 mL
619 | ACTBS | Point of Care- Activated Clotting Time (ACT) | Syringe | Point of Care |  | 85347 | ​POC-ACT | ACT Bedside |  | Clot Detection | ​ACT demonstrates linear correlation to the anticoagulation effects of heparin up to 2.5 units/mL of blood. |  | Not Available | N/A | 7 days a week | 24 hrs | 0.4 mL
618 | GOCBS | Point of Care - Gastric Occult Blood | Sterile, Leak proof, Screw Top Container | Point of Care |  | 88271 |  | Occult Blood Gastric Fluid POC |  |  |  | ​Negative | Not Available | N/A | 7 days a week | 24 hrs | 0.5 mL
617 | PNHF | PAROXYSMAL NOCTURNAL HEMOGLOBINURIA (PNH) | Lavender Top (K2 EDTA) | Esoteric TGH Laboratory | BLOOD | 88184 | PNH SUCROSE BY FLOW​ | LAB2273 |  | Flow Cytometry | ​This test is used to evaluate patients with suspected PNH (Paroxysmal nocturnal hemoglobinuria). | ​No PNH clone detected | Not Available | 24 hrs | 5 days a week (M-F). Not performed on holidays | AM | 0.5 mL
616 | STRT | STREPTOCOCCUS PNEUMONIAE ANTIGEN, URINE | Clear Top Urine, Sterile, Leak proof, Screw Top Container | Microbiology TGH Laboratory | URINE | 87899 | ​​STREP PNEUMO AG URINE​ | LAB2076 | ​The Binax NOW Streptococcus pneumoniae Urinary Antigen Test has been validated using urine samples only. Other samples (e.g. plasma or other body fluids) that may contain S. pneumoniae antigen have not been evaluated and should not be tested. | Immunoassay |  | ​Presumptive negative for S. pneumoniae antigen in urine, suggesting no current or recent pneumococcal infection. Infection due to S. pneumoniae cannot be ruled out since the antigen present in the urine may be below the detection limit of the test. | 1 hr. | 8 hrs | 7 days a week | 24 hrs | 2 mL Urine
615 | PLRU | PRU | Test specific tubes required –contact laboratory | Hematology TGH Laboratory | CONTACT LABORATORY | 85576 | ​PRU​,P2Y12 | LAB9521 | * ​Assays cannot be performed if the patient has been exposed to GP IIb/IIIa inhibitors within: * 48 hours of eptifibatide (Integrilin) 14 days of abciximab (ReoPro) * Collection guidelines outlined below must be followed to assure accurate results. * If CBC is to be collected at the same time, the EDTA tube must be collected last. Once collected the tube should be gently inverted 5 times to ensure complete mixing; tubes must not be shaken. One tube must be submitted for each assay ordered. Direct venipuncture * Use a 21 gauge or larger needle (avoid using a butterfly). * Collect a discard tube followed by the correct number of tubes for testing. Indwelling catheter * Discard the first 5mL to clear the line (ensure the catheter is free of clots) * Immediately transfer 2mL of blood (using the black arrow on the side of the vial as a guide) to the specimen tube(s). Specimen should be collected as suggested in the table below. Medication(s) Dose Suggested Test Timing * Clopidogrel (Plavix) 75mg * 5-7 days ​ 300mg * 4-8 hours post bolus ​ 600mg * 2-6 hours post bolus * Ticlopidine (Ticlid) 250mg * 2 hours post dose ​ 250mg (bid) * 14-21 days (steady state) * Prasugrel (Effient) 5mg * 5 days on maintenance ​ 10mg * 3-5 days on maintenance ​ 60mg * 45 minutes post bolus * Ticagrelor (Brilinta) 90mg (bid) * 1 day on maintenance (within 8 of last dost for maximal effect) ​ 180mg * 2 hours post dose (and up to 30 hours) * Specimen must be walked down to the lab. * Testing must be completed within 4 hours of collection. * Tubes that are not properly filled, stored, labeled, or are delivered via the hospital pneumatic tube system will be rejected. * Results with analysis errors indicating specimen was not suitable for accurate analysis (hemolysis, clotted, interfering substance, (low platelet count, low HCT) will be rejected. * If analysis error and patient Platelet count <100k/uL and or HCT<32%; a recollect is not indicated. | VerifyNow Accumetrics – turbidimetric based optical detection system which measures platelet induced aggregation. | ​PRU measures the extent of platelet aggregation in the presence of P2Y12 inhibitors. By integrating the result with other clinical data, specialties such as cardiac surgery, interventional cardiology, interventional neurology and clinical cardiology have the potential to make more informed decisions regarding a patient's treatment and surgery schedule in efforts to minimize bleeding risk and maximize patient safety. | * ​Reference range 194-418 PRU baseline pre-medication * The VerifyNow P2Y12 assay does not have FDA approved therapeutic cutoffs. Results should be interpreted in conjunction with other clinical and laboratory data; literature suggests: * Pre-surgical patients: PRU >237 there is less than 20% inhibition of platelet function due toP2Y12 receptor blockage. The greater the PRU value the less platelet dysfunction present and the less chance for a surgical bleed due to these agents. Cardiology patients: PRU <208 suggests an appropriate response to anti-platelet therapy. The lower the PRU value the greater the platelet inhibition. * Specimens should be collected at the appropriate time for the dose given. Low hematocrits and or low platelet counts may adversely affect results. The VerifyNow P2Y12 assay is not intended for use on patients with platelet disorders or abnormalities. Patients who have been treated with GP IIb/IIIa inhibitor drugs should not be tested until platelet function has recovered. The time period is approximately 14 days after discontinuation of abciximab (ReoPro) and 48 hours after discontinuation of eptifibatide (Integrilin) and tirofiban (Aggrastat). | 1 hour | 4 hours | 7 days a week | 24 hours a day | 1.8 mL
614 | CEPI | Platelet Function Screen | Light Blue Top (3.2% Sodium Citrate) | Hematology TGH Laboratory | Blood | 85576 | ​​PFA | LAB318 | ​Note: if reflex testing is required to complete the screen and a 1.8mL collection tube was used, another tube may need to be collected. Venipuncture should be performed using a 21G or larger needle (20G or 19G). Direct venipuncture technique (WITHOUT THE USE OF A BUTTERFLY DEVICE) should be used for specimen collection. Mix the specimen by gentle inversion 3 - 4 times. DO NOT SHAKE the tube to mix. Do not submit specimens if there is a venous collapse or stoppage of blood flow during the collection. Walk specimen to the lab within 1 hour of collection. DO NOT use the pneumatic tube system to transport the specimen to the lab. Specimens will be rejected if collection tube is not properly filled or if specimen is found to be clotted or hemolyzed. Add-on requests are not accepted. | Platelet aggregation | ​PFA is used to evaluate platelet function. The Platelets are first tested with Epinephrine. If Positive, tested with Collagen. If BOTH are positive indicates platelet abnormality. | ​See report for normal range and interpretation. | 1 hr. | 4 hrs | 7 days a week | 24 hrs | 2.7 mL collection tube properly filled to the minimum fill line is preferred. Minimum draw: 1.8 mL collection tube properly filled to the minimum fill line.
613 | PLTB | PLATELET COUNT | K2 EDTA, LAVENDER TOP TUBE | Hematology TGH Laboratory | BLOOD | 85049 | PLATELET COUNT | LAB301 | * ​Reasons for specimen rejection include: clotted, quantity not sufficient, specimen found to be contaminated with IV fluid. * When indicated by flagging/results specimen will be manually checked for the presence of clot(s) and verified by optical flow cytometry analysis or confirmed by slide estimate. Slide estimate will be reported when indicated. * Reflex testing will be performed when indicated as outlined below: * Immature platelet fraction – If platelet count <50k/uL and no previous results in 365 days | Sysmex XN analyzers use electrical impedance and flow cytometry methodology. | ​Platelets must be present in adequate numbers and have proper function to aid in hemostasis. Platelet counts are used to evaluate, diagnose and follow up bleeding disorders. | ​142-424 K/uL Critical values * Platelet count less than or equal to 30 K/uL | 1 hour | 4 hours | 7 days a week | 24 hours a day | Standard collection tube 1.5mL. BD Map microtainer collection tube 0.5mL
612 | PLG | PLASMINOGEN ACTIVITY | Light Blue Top (3.2% Sodium Citrate) | Quest Diagnostics | BLOOD | 85420 | ​PLASMINOGEN ACTIVITY​ | LAB847 | ​Sent to reference laboratory. 1 mL frozen plasma. | Chromogenic Substrate | ​The precursor of plasmin is plasminogen, plasmin lyses fibrin clots. Activity is increased in pregnancy and in acute phase reactant. Rare hereditary deficiency of plasminogen predisposes to venous thrombosis. Low activity is associated with DIC, liver disease, and increased risk of thrombosis. | ​Plasminogen Activity % 65-176 | Not Available | 3 - 5 days | Monday - Friday | PM | 4.5 mL or 1.8 mL pedi tube
611 | PINT | PINWORM PREPARATION | One pinworm transport system or cellophane tape on glass slide. | Microbiology TGH Laboratory | CELLOPHANE TAPE/ PINWORN TRANSPORT SYSTEM | 87172 | ​PINWORM TEST,​ SCOTCH TAPE PREP | LAB248 | ​The specimens should be taken upon rising and before bathing and/or a bowel movement. Multiple specimens (five consecutive specimens) are recommended before indicating that the patient does not have the infection. Pinworm containers available from Microbiology x65720 | Microscopic examination |  | ​Negative for Enterobius vermicularis | Not Available | 3 days | 3 days a week. Smear = Monday, Wednesday, Friday | PM | One pinworm transport system or cellophane tape on
610 | PO424H | PHOSPHATE, 24 HR URINE (W/O CREATININE) | 24 hr Urine Container | Chemistry TGH Laboratory | URINE | 84105 | ​24 HR UR PHOSPHORUS​ | LAB426 | ​Urine jug should be acidified with 25 ml of 6N HCL prior to the start of collection. Refrigerate during and after collection. Do not include first morning specimen; collect all subsequent voidings. The last sample collected should be the first morning specimen voided the following morning at the same time as the previous mornings first voiding. | Phospho-molybdate | ​Useful in the follow-up of abnormal calcium values, kidney disease and uncontrolled diabetes. | ​0.4 - 1.3 mg/24hr | Not Available | Within 24 hrs. | 7 days a week | 24 hrs | 24 hr Urine Specimen
609 | FPO4 | Phosphorus, Fluid | Sterile, Leak proof, Screw Top Container | Chemistry TGH Laboratory |  | 84100 | ​Fluid PO4 | Phosphorus (PO4), Fluid |  | Phospho-molybdate |  | ​No Reference Range | 1 hr. | 4 hrs | 7 days a week | 24 hrs | 0.5 mL
608 | PO4 | PHOSPHATE, BLOOD | Green (Li Heparin)-Preferred, Red Top (No Additive), Gold Top (SST) | Chemistry TGH Laboratory | BLOOD | 84100 | ​PO4, ​PHOSPHORUS | LAB113 | ​Add on specimens accepted within 4 days. (Must be separated from cells) | Phospho-molybdate | ​Phosphate is a critical anion found mostly in bone and muscle. A myriad of disorders, especially renal function, can affect the measured phosphorous concentration. | ​2.7 - 4.5 mg/dL | 1 hr. | 4 hrs | 7 days a week | 24 hrs | 0.5 mL (1 microtainer)
607 | UPO4 | PHOSPHATE, RANDOM URINE (W/O CREATININE) (PO4) | Clear Top Urine, Sterile, Leak proof, Screw Top Container | Chemistry TGH Laboratory | URINE | 84105 | ​​URINE PHOSPHORUS​ | LAB427 |  | Phospho-molybdate |  | ​No Normal Range | 2 hr. | 4 hrs | 7 days a week | 24 hrs | 5 mL Urine
606 | PHEB | Phenylalanine | Green top (Sodium Heparin) preferred; Lavender (EDTA) and Green top (Lithium Heparin) | Quest Diagnostics San Juan Capistrano, CA | Blood - Plasma | 84030 | ​​LAB2240 | Phenylalanine | ​Sent to reference laboratory. 0.4 ml plasma sent frozen. Store and ship frozen. | Chromatography/Mass Spectrometry | ​Abnormalities in phenylalanine metabolism are autosomal recessive disorders that occur in 1 in 10,000 births. The most common form is phenylketonuria. Heterozygotes can have transient cognitive impairment with large phenylalanine loads. Limitations - If non-PKU types of hyperphenylalanemia are suspected, additional testing for tetraahydrobiopterin pathway enzyme defects should be performed. | ​0-30 days 30-79 umol/L 31 days - 23 months 31-92 umol/L 2-17 years 38-86 umol/L >=18 years 40-74 umol/L | Not available. | 3-8 days | Tuesday, Thursday |  | 1 mL (2 microtainers)
605 | PHNO | PHENOBARBITAL LEVEL | Green (Li Heparin)-Preferred, Red Top (No Additive), Gold Top (SST) | Chemistry TGH Laboratory | PLASMA/ SERUM | 80184 | ​PHENOBARBITAL​ | LAB30 | ​Add on specimens accepted within 48 hours | Immunoturbidimetric | ​Phenobarbital is an anticonvulsant drug. Therapeutic drug monitoring is useful to optimize dose and avoid toxicity. | ​10 - 40 ug/mL | 1 hr. | 4 hrs | 7 days a week | 24 hrs | 0.5 mL (1 microtainer)
604 | PCP | Phencyclidine, Urine | Sterile, Leak proof, Screw Top Container | Chemistry TGH Laboratory |  | 80101 |  | Phencyclidine Urine | ​Test performed only on urine | Enzyme immunoassay |  | ​Negative |  | 4 hrs | 7 days a week | 24 hrs | 1 mL Urine
603 | UPH | pH, Urine | Sterile, Leak proof, Screw Top Container | Urinalysis TGH Laboratory | Urine | 81005 | ​​ | pH, urine | ​For bedside pH see Point of Care Section. Add on requests accepted up to 4 hours from collection. | Reagent test strip |  | ​pH4.8 - pH8.8 | 1 hr. | 4 hrs | 7 days a week | 24 hrs | 5 mL
602 | PPHB | pH, Pulmonary | Green Top (Lithium Heparin) or ABG Heparinized Syringe | Respiratory TGH Laboratory |  | 82800 |  | PH-(Respiratory Care) | ​Send specimens to tube station #43. |  |  | ​7.35-7.45 pH Units | 10 min. | 45 min | 7 days a week | 24 hrs | 1 mL
601 | UFPH | pH, Fecal | Sterile, Leak proof, Screw Top Container | Quest Diagnostics |  | 83986 |  | PH Feces | ​Sent to reference lab | Color comparison | ​Stool pH is useful in screening for carbohydrate and fat malabsorption. | ​pH 4.6 to pH 8.8 | Not Available |  |  |  | 3-5 grams of fresh stool (2 spoonfuls)
600 | FPH | pH (by electrode) | Sterile, Leak proof, Screw Top Container | Chemistry TGH Laboratory |  | 82205 | ​Fluid pH | PH Fluid |  | Ion-selective PH electrode (electrochemistry) |  | ​No Reference Range | 1 hr. | 4 hrs | 7 days a week | 24 hrs | 0.5 mL of body fluid.
599 | PENTO | Pentobarbital | Red Top (No Additive) preferred, Lavender Top (K2EDTA) | Quest Diagnostics |  | 82205 | ​Nembutal | Pentobarbital | ​Sent to reference laboratory. 1mL room temperature serum/plasma. Patient Preparation: Collect just before next dose. | Gas Chromatography | ​Used as a hypnotic, sedative and anesthetic. Readily absorbed from stomach. Duration of action, in therapeutic doses, is approximately 3-6 hours (short acting Barb). Barbiturates may enhance other CNS depressants, such as ethanol, opiates, tranquilizers, resperine, etc. Pentobarbital is given IV to reduce intracranial pressure and lower cerebral oxygen demand in patients with severe head trauma, Reye's syndrome, or anoxic brain damage. Pentobarbital use in this case requires a much higher therapeutic drug concentration. | ​Therapeutic 1.0-5.0 mg/L Potentially toxic > 10.0 mg/L Treatment of intracranial pressure with supportive therapy Adult 25.0-35.0 mg/L Child 20.0-30.0 mg/L Detection limit 0.1 mg/L | Not Available | 3 - 5 days | Monday - Sunday | PM | 3 mL (6 microtainers)
598 | B19PCR | Parvovirus B19 PCR | Lavender Top (K2 EDTA) | Esoteric TGH Laboratory |  | 87798 |  | Parvovirus B19 PCR |  | Real Time PCR | ​Parvovirus B19 is also known as ''Fifth Disease'' affects primarily children and causes a rash on the face, trunk, and limbs. Joint pain and swelling is more common in adults. Although one-fifth of those affected have only mild disease, patients with sickle cell anemia or similar types of chronic anemia can suffer from acute anemia. Infection during pregnancy can lead to complications. DNA testing provides the most reliable evidence of a recent infection. | ​Not Detected | Not Available | 3-4 days | 3 days a week (M-W-F) | AM | 3 mL for Blood (2 microtainers)
597 | PARV | Parvo B19 Antibodies (IgG, IgM Antibodies) | Red Top (No Additive) (Serum only) | Quest Diagnostics |  | 86747 (x2) |  | Parvovirus Antibodies | ​Sent to reference laboratory. 2.0 mL refrigerated (room temperature acceptable) serum. | Enzyme Immunoassay | ​Parvovirus B19 is also known as ''Fifth Disease'' affects primarily children and causes a rash on the face, trunk, and limbs. Joint pain and swelling is more common in adults. Although one-fifth of those affected have only mild disease, patients with sickle cell anemia or similar types of chronic anemia can suffer from acute anemia. Infection during pregnancy can lead to complications. | ​Parvovirus Ab B19 IgM index <0.9 NEGATIVE 0.9-1.1 EQUIVOCAL >1.1 POSITIVE Parvovirus Ab B19 IgG index <0.9 NEGATIVE 0.9-1.1 EQUIVOCAL >1.1 POSITIVE IgG persists for years and provides life-long immunity | Not Available | Report available: Next day | Monday - Saturday | Afternoon | 1.0 mL serum or plasma, minimum. 2.0 mL serum or plasma, preferred
596 | PCAB | Parietal Cell Antibody | Red Top (No Additive) | Quest Diagnostics |  | 86255 | ​Gastric Parietal Cell Antibody | Parietal Cell Antibody | ​Sent to reference laboratory.0.3mL refrigerated serum | Enzyme Linked Immunosorbent Immunoassay | ​Gastric Parietal Cell Antibodies are found in 90% of patients with pernicious anemia. They are also found in autoimmune chronic atrophic gastritis preceding pernicious anemia. The antigenic target is the H+/K+ ATPase gastric proton pump responsible for parietal cell acid generation in the stomach. | ​Gastric Parietal Cell AB U ≤20.0 NEGATIVE 20.1-24.9 EQUIVOCAL ≥25.0 POSITIVE | Not Available | 4 - 7 days | Tuesday, Thursday | PM | 1 mL (2 microtainers)
595 | PTH | Parathyroid Hormone, Intact | Green (Li Heparin)-Preferred, Red Top (No Additive), Gold Top (SST) | Chemistry TGH Laboratory |  | 83970 | ​PTH | Parathormone (PTH) Intact | ​Add on specimens accepted within 48 hours. | Chemiluminescence | ​The hormone Parathyroid Hormone (PTH) acts to increase serum calcium and 1-, 25- Dihydroxyvitamin D concentrations, while decreasing phosphorus. | ​12-88 pg/Ml | 1 hr. | 4 hrs | 7 days a week | 24 hrs | 1mL (2 microtainers)
594 | PAIPCR | Parainfluenza PCR | Culturette, sterile cup, NP swab or wash, Bronchial wash/lavage | Esoteric TGH Laboratory |  | 87798 |  | PARINFLUENZA PCR | ​The following are acceptable specimens (store at refrigerator temperature after collection): -NP swab transported in universal transport medium (UTM) - also sometimes called viral transport medium -NP aspirate; Bronchial lavage/wash; Sputum; Throat swab - not currently the preferred sample however we will monitor the literature for indications relating to throat swabs. DO NOT use calcium alginate swabs, cotton swabs or wood shafted swabs. | Real Time PCR | ​This test is used to determine the presence of Parainfluenza 1, 2, or 3 or 4 in a patient's specimen. Organisms may be detected by PCR prior to diagnosis by immunological methods. PCR provides more rapid results than other methods, including culture. | ​Not Detected | Not Available | 48 hrs. | 5 days a week (M-F) | AM | 1 mL
593 | PANEL1 | Pancreatic Elastase | Sterile, Leak proof, Screw Top Container | Quest Diagnostics |  | 82656 |  | Pancreatic Elastase 1 | ​Sent to reference laboratory. 0.3 gm refrigerated stool. Do not add fixative or preservative. | Enzyme Linked Immunosorbent Immunoassay | ​The Elastase-1 is a quantitative enzyme linked immunosorbent assay for measuring concentrations if elastase-1 in feces as an aid in diagnosis of the exocrine pancreatic function. | ​Pancreatic Elastase-1 mcg/g Adult and Pediatric Reference Ranges for Pancreatic Elastase-1: Normal: >480 mcg/g Low Normal: 201-480 mcg/g Moderate Pancreatic Insuffiency: 100-200 mcg/g Severe Pancreatic Insufficiency: <100 mcg/g Elastase-1 (E-1) assay results are expressed in mcg/g, which represent mcg E1/g feces. It is recommended to interrupt an enzyme substitution therapy for 72 hours in order to avoid possibility of a cross-reaction with porcine proteins. | Not Available | 4 - 7 days | Tuesday and Thursday | Morning | 1 gram stool
592 | OXCARB | Oxcarbazepine Metabolite | Red Top (No Additive) preferred, Lavender Top (K2EDTA) | Quest Diagnostics |  | 83789 | ​Trileptal, 10-hydroxycarbazepine | Oxcarbazepine | ​Sent to reference laboratory. 0.3 mL refrigerated serum or EDTA plasma. Do not collect in serum separator tubes (SST). | Liquid Chromatography Tandem Mass Spectrometry | ​Oxcarbazepine is an anticonvulsant and mood stabilizing drug, used primarily in the treatment of epilepsy and bipolar disorder. | ​Therapeutic 8.0-35.0 mcg/mL Toxic >35.0 mcg/mL Detection limit 0.5 mcg/mL | Not Available | 4 - 7 days | Monday - Saturday | PM | 1mL (2 microtainers)
591 | OXAL24 | Oxalate 24 hr. | 24 hr Urine Container | Quest Diagnostics |  | 83945 | ​Oxalic Acid | Oxalate 24 hr Urine | ​Sent to reference laboratory. 2 mL room temperature urine aliquot .Collect urine with 25 mL of 6N HCl to maintain a pH below 3.Patient should refrain from taking excessive amounts of Ascorbic Acid or Oxalate-rich foods (i.e. spinach, coffee, tea, chocolate, and rhubarb) for at least 48 hours prior to the collection period. | Spectrophotometry | ​Excessive oxalates in the urine may lead to oxalate kidney stones. Hyperoxaluria may be due to a rare inherited metabolic disorder in which the body produces excess of the salt oxalate leading to stone formation. | ​3.6-38.0 mg/24 h | Not Available | 4 - 7 days | Monday, Wednesday, Friday | PM | 24 hr. collection (2.0 mL aliquot)
590 | OAPTQ | Ova and Parasite Exam | Ova and Parasite Kit or Sterile Container | Quest Diagnostics |  | 87177, 87209 | ​​O and P with Permanent Stain | Ova and Parasite Test | Sent to reference lab. Stool (preferred): Place 10 grams or 10 mL fresh stool preserved in 10% formalin and polyvinyl alcohol transport or single Total-fix transport vial preferred within 30 minutes of collection. Add stool to bring the level to the "fill to here" line on the vial. Mix well. Send specimens at room temperature. Fresh stool in sodium-acetic acid formalin (SAF) transport vial, or ECOFIX or Para-Pak SVT transport vial acceptable. Interfering substances – bismuth (wait 7-10 days), antimicrobial agents (wait 2 weeks), gall bladder dye (wait 3 weeks after procedure). DO NOT USE THE TUBE SYSTEM TO TRANSPORT. If parasite infestation is strongly suspected, collect at least 3 stool specimens every other day, since a single specimen can be negative. O&P kits available from SPD. Sputum: 10 mL preserved sputum or BAL in 10% formalin container (to increase stability) or 10 mL unpreserved sputum or unpreserved BAL bronchoalveolar lavage submitted in a sterile leak-proof container acceptable. The specimen should be a deep expectorated sputum, preferably collected in the early morning. A 24-hour sputum collection is also acceptable. Transport preserved specimens at room temperature; unpreserved refrigerated. Urine: 25 mL urine may be submitted unpreserved for exam for Schistosoma. Collect at mid-day. Peak egg secretion occurs between noon and 3pm. Do not submit first morning specimen. In patients with hematuria, eggs may be found trapped in blood and mucous in the terminal portion (last-voided portion) of the urine specimen. Transfer refrigerated. Tissue samples should be sent to pathology. | Microscopic Examination of Concentrate, Permanent Stained Smear | ​Diseases caused by human parasites remain on a worldwide basis among the principle causes of morbidity and mortality. Correct diagnosis of intestinal parasitic infection depends on proper collection, transport, detection and identification of parasites in stool specimens. Symptoms range from malaise to death. Treatment is dependent upon examining multiple stool specimens due to the erratic shed rates of some parasites. | ​No ova and parasite seen | Not available | 5-7 days | daily |  | 5 grams or 5 mL stool; 10 mL urine (unpreserved); 2 mL sputum or BAL
589 | OSMSC | Osmotic Fragility | Sodium Heparin (Green Top) PREFERRED; Lithium Heparin (Green Top) acceptable Do not use the Mint Green Top Tubes. | Quest Diagnostics |  | 85557 | ​RBC Fragility |  | ​Instructions: 5.0 mL whole blood drawn into Green Top tube. **Do not use PST (plasma separation tube) heparin tube. **Do not pop/open tube. Do not pour off sample. Sample must be sterile. Clotted and/or hemolyzed samples are unacceptable. For TGH only: Collect Sunday – Wednesday. Samples MUST arrive at Quest Chantilly Monday through Thursday and ASAP after collection. Ship overnight express. 3 mL refrigerated (use cold packs) whole blood. | Spectrophotometric | ​Osmotic (RBC) Fragility is used to assess disorders of the erythrocyte membrane. Increased osmotic fragility is found in hereditary spherocytosis, other RBC membrane disorders, and in idiopathic acquired hemolytic anemias. Diminished fragility is seen in conditions in which target cells are found. | ​ 0.85% NaCl = 0% 0.65% NaCl = 0-19% 0.60% NaCl = 0-40% 0.55% NaCl = 5-70% 0.50% NaCl = 36-88% 0.45% NaCl = 54-96% 0.40% NaCl = 65-100% 0.35% NaCl = 72-100% 0.30% NaCl = 80-100% 0.00% NaCl No age/sex specific reference ranges for this test. Please note: If reported via computer-to-computer interface, please note that the RBC Fragility graph will arrive separately and may be filed separately. | Not Available | 3 days | Monday - Sunday | All shifts | 5.0 mL whole blood preferred. 3.0 mL whole blood minimum
588 | UOSMO | Osmolality, Urine | Sterile, Leak proof, Screw Top Container | Chemistry TGH Laboratory |  | 83935 |  | Osmolality Urine |  | Freezing point depression | ​Urinary osmolality may be useful in assessing the concentrating ability of the kidneys. Urinary osmolality is dependent upon dietary intake of salts and water. | ​300-900 mOsm/Kg | 1 hr. | 4 hrs | 7 days a week | 24 hrs | 1 mL
586 | FCOSMB | Osmolality, Fecal | Sterile, Leak proof, Screw Top Container | Quest Diagnostics |  | 84999 | ​Fecal Osmolality | Osmolality, Feces | ​Sent to reference laboratory. 1.0 mL frozen liquid stool. Formed stool will not be accepted. Stool must be liquid and stored frozen. Room temperature or refrigerated not acceptable specimens. | Freezing Point Depression |  | ​In patients with unexplained diarrhea, osmolalities < 290 mOsm/kg indicate contamination of stool with water or dilute urine or the presence of a gastrocolic fistula and ingestion of hypotonic fluid. Osmolalities > 290 mOsm/kg (up to 600 mOsm/kg) are common because of bacterial metabolism of fecal carbohydrate during storage of the stool sample. Even higher values can be observed with ingestion of large amounts of poorly absorbable carbohydrate or dietary fiber, with fecal contamination by concentrated urine, or with gastrocolic fistula and ingestion of hypertonic fluids. | Not Available | Report available: next day |  | PM | 0.2 mL Liquid Stool, minimum. 1.0 mL Liquid Stool, preferred
585 | OSMO | Osmolality | Red Top (No Additive), Green (Li Heparin) | Chemistry TGH Laboratory |  | 83930 |  | Osmolality Blood | ​Add on specimens accepted within 48 hours. | Freezing Point Depression | ​Serum osmolality is useful in the evaluation of acutely ill or comatose patients who may have ingested ethylene glycol, methanol, isopropanol, or other poisons that affect the gap between the measured and calculated osmolality. | ​280 - 300 mOsm/Kg | 1 hr. | 4 hrs | 7 days a week | 24 hrs | 1mL (2 microtainers)
583 | OPI | Opiates, Urine | Sterile, Leak proof, Screw Top Container | Chemistry TGH Laboratory |  | 80101 |  | Opiates Urine | ​Test performed only on urine | Enzyme immunoassay |  | ​Negative | 1 hr. | 4 hrs. | 7 days a week | 24 hrs | 1 mL Urine
582 | OLIGO | Oligoclonal Banding, CSF | Sterile, Leak proof, Screw Top Container | Chemistry TGH Laboratory |  | 83916 |  | Oligoclonal Band CSF | ​Order only CSF test but send a red top along with the CSF labeled for oligoclonal banding. Add on specimens accepted within 72 hours. | Isoelectric Focusing | ​Oligoclonal bands are present in the CSF of more than 85% of patients with clinically definite multiple sclerosis (MS). To distinguish between oligoclonal bands in the CSF due to a peripheral gammopathy and oligoclonal bands due to local production in the CNS, serum and CSF should be tested simultaneously. Oligoclonal bands can however be observed in a variety of other diseases, e.g., subacute sclerosing panencephalitis, inflammatory polyneuropathy, CNS lupus, and brain tumors and infarctions. |  | Not Available | 3 - 5 days | 5 days a week (M-F), not performed on holidays | AM | 0.5 mL CSF and 0.5 mL Serum
580 | UFOCBB | Occult Blood, Feces | Sterile, Leak proof, Screw Top Container | Urinalysis TGH Laboratory |  | 82270 | ​GUAIC | Occult Blood Feces | ​Formed Feces Only. Avoid collecting samples during or in the first three days of menstruation. Food and vitamins to avoid before sample collection include: red meat, vitamin C (>250 mg/day), aspirin or other non-steroidal drugs. Add on requests accepted up to 24 hr from collection. | Guaic Method | ​This test screens for the presence of hemoglobin (Blood) in fecal samples. | ​Negative | Not Available | 4 hrs | 7 days a week | 24 hrs | 1-2 grams
579 | OBSP | Obstetric Panel | See individual assays | Chemistry TGH Laboratory |  | 80055 |  | Available in Genesis only |  | See individual assays | ​Screen for the following tests: Complete Blood Count ABO/ RH Ab Screen RPR Rubella IgG HepB surface Ag | ​See individual assays | 1 hr. | 8 hrs. | 5 days a week | 24 hrs | See individual assays
578 | NUCL | Nucleotidase 5 | Red Top (No Additive) | Quest Diagnostics |  | 83915 |  | Nucleotidase 5 | Sent to Reference laboratory. 0.2 mL frozen serum. | Colormetric, Kinetic |  | ​ 5' Nucleotidase 0-10 U/L | N/A | 3 - 5 days | Monday - Friday | 24 hrs | 1 mL (2 microtainers)
577 | NOCS | Nocardia Smear | Sterile, Leak proof, Screw Top Container or Culturette | Microbiology TGH Laboratory |  | 87206 |  | Nocardia Smear | ​Collect using aseptic technique before antimicrobotic therapy is started. | Microscopic examination |  | ​No branching acid fast rods seen | 2 hrs. | 24 hrs. | 7 days a week | PM | Urine = 10 mL; Pulmonary or gastric = 3 mL
576 | NOCC | Nocardia Culture | Sterile, Screw Top Container or Culturette | Microbiology TGH Laboratory |  | 87081 |  | Nocardia Culture | ​Collect using aseptic technique before antimicrobiotic therapy is started. | Conventional Culture |  | ​Negative for Nocardia | Not Available | 2 weeks | 7 days a week | 24 hrs | CSF = 3 mL; Pulmonary = 5 mL
575 | UNICO | Nicotine and Metabolite, Urine | Sterile, Leak proof, Screw Top Container | Quest Diagnostics |  | 83887 | ​Nicotine, Cotinine | Nicotine, cotinine, Urine | ​1.0 ml frozen urine | LC/MS/MS |  | ​ Nicotine Smokers 200-700 ng/mL Nonsmokers ≤17 ng/mL Cotinine Smokers 300-1300 ng/mL Nonsmokers ≤20 ng/mL | Not Available | Report available: 4 days | Monday-Wed-Friday | PM | 0.5 mL Urine, minimum. 1.0 mL Urine, preferred
574 | NBMS | Newborn Metabolic Screen | Newborn Screen Card | State of Florida |  | N/A |  | Newborn Metabolic Screen Card | ​Sent to reference laboratory. |  |  |  | Not Available | 7 - 14 days | 5 days a week (M-F). Not performed on holidays | AM | Newborn Screen Card
573 | NHPCB | New Hire Package with HCVB and HBSAB | Red Top (No Additive) | Chemistry TGH Laboratory |  | See individual |  | Orderable by Employee Health Only | ​Tests include: Hepatitis B surface Ab (HBSAB); Hepatitis C Ab (HCVB); Varicella Zoster Virus IgG Ab (VZV1); Rubella IgG Ab (RUBE1); Measles IgG Ab (MESL1); Mumps IgG Ab (MUMP1) | See Individual Tests |  | ​See Individual Tests | Not Available | Within 72 hrs. | 5 days a week (M - F), not performed on holidays | AM | 5 mL
572 | NHPC | New Employee Package with HCVB | Red Top (No Additive) | Chemistry TGH Laboratory |  | See individual |  | Orderable by Employee Health Only | ​Tests include: Hepatitis C Ab (HCVB); Varicella Zoster Virus IgG Ab (VZV1); Rubella IgG Ab (RUBE1); Measles IgG Ab (MESL1); Mumps IgG Ab (MUMP1) | See Individual Tests |  | ​See Individual Test | Not Available | Within 72 hrs. | 5 days a week (M - F), not performed on holidays | AM | 5 mL
571 | NHP | New Hire Package | Red Top (No Additive) | Chemistry TGH Laboratory |  | See individual |  | Orderable by Employee Health Only | ​Tests include: Varicella Zoster Virus IgG Ab (VZV1); Rubella IgG Ab (RUBE1); Measles IgG Ab (MESL1); Mumps IgG Ab (MUMP1) | See Individual Tests |  | ​See Individual Tests | Not Available | Within 72 hrs. | 5 days a week (M - F), not performed on holidays | AM | 5 mL
570 | NEUFOB | Neutrophil Function, Oxidative Burst | 2 Green Top (Sodium Heparin) | Quest Diagnostics Nichols Inst San Juan Capistrano |  | 82657 |  | Neutrophil Function, Oxidative Burst (NBT) | ​Sent to reference laboratory. Preferred specimen: 3 ml whole blood and a second specimen for the Control of 3 mL whole blood. Specimens must arrive at the referral laboratory within 72 hours of collection in order to meet sample stability requirements. No other preservatives are acceptable. Specify time of day specimen was collected. Clients can send 4 mL whole blood in sodium heparin from a healthy donor unrelated to the patient, drawn at the same time as the patient sample to run in parallel with the patient's specimen. The outermost label of the tube must be clearly labeled at "Transport Control". If the draw date is not indicated on the specimen, the client must be called and this information obtained. Contact the lab prior to ordering for special logistics arrangements. Directions for TGH Lab ONLY: Collect Monday – Wednesday only! Do not draw day before a holiday! Draw specimens prior to the last FedEx pick up. Specimens must arrive Monday through Thursday within 24 hours of collection. Place specimens in the short stability specimen kit. Request Item #170903. Use the pre-printed FedEx shipping airbill (provided with the kit) for FedEx Express overnight shipment. Transport at Room temperature. | Flow Cytometry (FC) | ​This assay measures the capability of neutrophils (PMN) to undergo oxidative metabolism to produce superoxide anion and hydrogen peroxide, as detected by oxidation of dihydrorhodamine (DHR). Patients with chronic granulomatous disease (CGD) are unable to oxidize DHR, due to defects in oxidative capacity slowly decreases as the specimen age (hours post collection) increases. It is thus important that the reference range value appropriate for the specimen age be utilized when assessing the reported results. | ​See laboratory report 24 Hours ≥93% 48 Hours ≥83% 72 Hours ≥82% | Not Available | 2 - 3 days | Daily | AM | 2 mL
569 | NSE | Neuron Specific Enolase | Red Top (No Additive) | Quest Diagnostics |  | 86316 |  | Neuron Specific Enolase (NSE) | ​Sent to reference laboratory.0.2 mL of refrigerated serum. 35352 | Enzyme Immunoassay | ​NSE is useful in monitoring disease progression and therapy in patients with small cell lung cancer and neuroendocrine tumors such as neuroblastoma, medullary thyroid carcinoma, and pheochromocytoma, and other malignancies such as pancreatic islet cell carcinoma. | ​Neuron Specific Enolase mcg/L Adult Reference Range for Neuron Specific Enolase Serum: Males and Females Less than 8.6 mcg/L Pediatric Reference Ranges for Neuron Specific Enolase Serum: Cord Blood 4.8-19.5 mcg/L 12-17 Years 12.0 mcg/L or Less | Not Available | 7 - 10 days | Tuesday, Friday | AM | 1mL (2 microtainers)
568 | PCHEM | Neonate Chemistry, Pulmonary | Green Top (Lithium Heparin) or ABG Heparinized Syringe | Respiratory TGH Laboratory | Whole Blood | See individual | ​​ | Neonate Pulmonary Chemistry | ​Available in NICU only. Send specimens to tube station #43. |  |  |  | 10 min. | 45 min. | 7 days a week | 24 hrs
567 | NKCEFB | Natural Killer Cells, Functional | 2- Green Tops (Sodium Heparin) | Quest Diagnostics Nichols Inst San Juan Capistrano | Blood | 88184, 88185 (x2) | ​​​ | Natural Killer Cells | ​Sent out to reference lab. Collect 2 green top tubes to be able to meet the required volumes. 10 mL whole blood preferred. Patient should be on a normal diet, fasting preferred to avoid lipemia. Specimen must be received in the testing lab within 48 hours of collection. It is preferred to collect the specimen between 11:00am and 1:00pm to ensure it is received within 48 hours at the testing facility.Submit Monday through Thursday only. Do not draw a day before a holiday. Maintain and transport blood at room temperature. Avoid temperatures <15°C and >37°C. In hot weather, it may be necessary to pack the specimen in a container with insulating material around it and place this container inside another that contains a cold pack (ice pack) and absorbent material. This method will help retain the specimen at ambient temperature. For longitudinal studies, draw samples at the same time of day to minimize diurnal variation. Contact the lab prior to ordering for special logistics arrangements. Follow Short Stability protocol. Samples received >48 hours after collection will be rejected. Date and time of draw are required and must be provided. | Flow Cytometry (FC) | ​Natural killer cells (NK cells) are a subset of non-B, non-T peripheral blood lymphocytes that appear to play a crucial role in the human innate immune response. The function of NK cells is important for the clearance of tumor cells, for the removal of immunoglobulin-bound antigens, and for the control of viral infections. NK function has been reported to be decreased in certain individuals, including those with primary immunodeficiencies, those with late-stage human immunodeficiency viral infections, and pregnant women. | ​Decreased Activity <7 LU30 Normal Activity 7-125 LU30 Increased Activity >125 LU30 |  | 2 – 6 days | Tuesday - Saturday | AM | 5 mL whole blood; 10 mL whole blood preferred
566 | MYO | Myoglobin, Serum | Green (Li Heparin)-Preferred, Red Top (No Additive), Gold Top (SST) | Chemistry TGH Laboratory |  | 83784 |  | Myoglobin Blood | ​Add on specimens accepted within 72 hours. | Chemiluminescence | ​Assessment of skeletal muscle breakdown (rhabdomyolysis). | ​Female: 17.4-105.7 ng/mL Male: 14.3-65.8 ng/mL | 1 hr. | 4 hrs | 7 days a week | 24 hrs | 1mL (2 microtainers)
565 | UMYOG | Myoglobin Urine | Sterile, Leak proof, Screw Top Container | Chemistry TGH Laboratory |  | 83874 |  | Myoglobin Urine |  | Chemiluminescence | ​The breakdown of skeletal muscle (rhabdomyolysis) releases myoglobin. Very high concentrations of myoglobin may increase the risk of acute renal failure. |  | 1 hr. | 4 hrs | 7 days a week | 24 hrs | 2 mL Urine
564 | MYELIN | Myelin Basic Protein | Sterile, Leak proof, Screw Top Container | Quest Diagnostics |  | 83873 | ​MBP | Myelin Basic Protein CSF | ​Sent to reference laboratory. 0.5 mL refrigerated CSF. | Radioimmunoassay | ​The concentration of MBP is often increased in patients with demyelinating diseases such as multiple sclerosis and may be increased in patients with head injury, CNS trauma, tumor, stroke, and viral encephalitis. | ​MBP Result: Interpretation 0.0-4.0 mcg/L: Negative 4.1-6.0 mcg/L: Weakly positive > 6.0 mcg/L: Positive | Not Available | 4 - 7 days | Monday - Friday | PM | 0.5 mL CSF
563 | MYCOM | Mycoplasma pnuemoniae IgM Antibody | Red Top (No Additive) | Quest Diagnostics |  | 86738 |  | Mycoplasma IgM Antibody | ​Sent to reference laboratory. 0.1 mL refrigerated serum. 47882 | Enzyme Immunoassay | ​Mycoplasma are the smallest of the free-living organisms. M. pneumoniae causes approximately 10-20% of all cases of pneumonia. These pneumonias that can affect otherwise healthy individuals, are commonly referred to as ''walking'' and ''atypical'' pneumonias. | ​<770 U/mL Negative 770 - 950 U/mL Low Positive >950 U/mL Positive | Not Available | 3 - 5 days | Monday - Friday | AM | 1mL (2 microtainers)
562 | MYCPCR | Mycoplasma pneumoniae PCR | Sterile, Screw Top Container, Swab | Esoteric TGH Laboratory |  | 87581 |  | Mycoplasma PCR | ​Throat swab; sputum; bronchial wash; tracheal aspirate | Real Time PCR | ​This test is used to determine the presence of Mycoplasma pneumoniae DNA in respiratory specimen. Organisms may be detected by PCR prior to detection by immunological methods. PCR provides more rapid results than culture. | ​Mycoplasma pneumoniae DNA Not Detected | Not Available | 48 hrs | 5 days a week (M-F) | PM | See "Special Instructions"
561 | MYCO1 | Mycoplasma pneumonia Antibody IgG | Red Top (No Additive) | Quest Diagnostics Nichols Institute |  | 86738 | ​pneumonia IgG, Mycoplasma IgG | Mycoplasma IgG Antibody Blood | ​Sent to reference laboratory. Ship at room temperature. Stability: Room Temperature: 4 days; Refrigerated: 7 days; Frozen: 30 days. Rejection criteria: gross hemolysis, grossly lipemic and icteric. Limitations: IgM antibody testing is valuable for early diagnosis in children; in adults, paired sera for specific IgG and IgM are generally required together with PCR. Specific IgM antibodies are often absent in reinfections; specific IgA might be quite useful in this circumstance. | Immunoassay (IA) | ​Mycoplasma are the smallest of the free-living organisms. M. pneumoniae causes approximately 10-20% of all cases of pneumonia. These pneumonias that can affect otherwise healthy individuals, are commonly referred to as ''walking'' and ''atypical'' pneumonias. | < 0.90 Negative 0.91-1.09 Equivocal > 1.10 Positive | Not Available. | Next Day. | Monday - Saturday | AM | 0.1 mL (1 microtainer); 1 mL serum preferred
560 | MYCPC | Mycoplasma pneumoniae Culture | M-4 Transport Media | Quest Diagnostics |  | 87109 |  | Mycoplasma pneumoniae Culture | ​Sent to reference laboratory. Refrigerate. Call Laboratory for instructions and to obtain transport medium prior to collection. Preferred Specimens: Urogenital (vaginal, cervical, urethral swabs or secretions); Respiratory (sputum, bronchial washing, trancheobronchial secretions, bronchoalveolar lavage, nasopharyngeal or throat swabs), sterile body fluids, tissue, and wounds. Acceptable: Random urine, semen, transtracheal aspirate (neonates), or CSF (neonates). Submit swab, fluid, tissue, or exudate in VCM or Universal Transport Medium (UTM) (obtain from Quest Diagnostics Client Supplies Dept). M4 Transport Medium is acceptable. Rayon, calcium alginate, or cotton swabs with either aluminum or plastic shafts are acceptable. Wooden shafted swabs can be toxic to these organisms and will be rejected. --or-- Urine samples should be centrifuged and the pellet added to VCM (or M4 or UTM) Transport Medium | Conventional Culture | ​Mycoplasma are the smallest of the free-living organisms. M. pneumoniae causes approximately 10-20% of all cases of pneumonia. These pneumonias that can affect otherwise healthy individuals, are commonly referred to as ''walking'' and ''atypical'' pneumonias. | ​Negative for Mycoplasma pneumonia | Not Available | 10-15 days | Monday - Sunday | 24 hrs | 1 mL fluid in transport medium (see details below)
559 | MYCO1F | Mycoplasma pneumonia IgG (Fluid) | Sterile, Leak proof, Screw Top Container | Immunology TGH Laboratory |  | 86738 |  | Mycoplasma IgG Antibody Fluid |  | Enzyme Linked Immunosorbent Immunoassay | ​Mycoplasma are the smallest of the free-living organisms. M. pneumoniae causes approximately 10-20% of all cases of pneumonia. These pneumonias that can affect otherwise healthy individuals, are commonly referred to as ''walking'' and ''atypical'' pneumonias. | ​Negative | Not Available | Within 72 hrs. | 3 days a week (M-W-F) | AM | 0.5 mL
558 | MYURC | Mycoplasma/Ureaplasma Culture | VCM Transport Media | Quest Diagnostics |  | 87109 |  | Mycoplasma Ureaplasma Culture | ​Sent to reference laboratory. Vaginal, cervical, urethral swabs, semen, urine, trans-tracheal aspirate (neonates), CSF (neonates). All specimens must be submitted in VCM transport media. Preferred Specimen(s): Cervical swab or Vaginal swab or Urethral swab. Keep refrigerated or freeze at -70 degrees C to extend stability. All specimens must be submitted in mycoplasma transport. Urine - centrifuge at 600x g for 15 minutes and transfer pellet to M4 media. | Conventional Culture | ​Mycoplasma and Ureaplasma are the smallest free-living organisms. M. hominis and U. urealytica infect the mucous membranes in the genital area. Although infection is associated with nongonococcal urethritis, in many individuals, infection is asymptomatic | ​No Mycoplasma/Ureaplasma isolated | Not Available | 10 - 14 days | 7 days a week | AM | 1 mL in transport container
557 | MYBPCR | Mycobacterium PCR | Sterile, Leak proof, Screw Top Container | Esoteric TGH Laboratory |  | 87556 | ​AFB PCR | Mycobacterium PCR (AFB PCR) | ​Sputum, Bronchial Washing | Real Time PCR | ​This PCR assay will detect M. tuberculosis complex, M. avium/intracellular complex and Mycobacterium genus DNA.M. tuberculosis complex is a significant pathogen in otherwise healthy patients and poses a high risk for spread from person to person. M avium/intracellular complex is an opportunistic pathogen in immunocompromised patients or patients with chronic lung disease or Cystic Fibrosis. The test includes a set of reagents designed to react with members of the Mycobacterium genus in order to attempt to detect other mycobacteria in the patient sample. |  | Not Available | Within 72 hrs. | 5 days a week (M-F). Not performed on holidays | PM | See Special Instructions
556 | MUMPG | Mumps (IgG) Antibody Titer | Red Top (No Additive) | Immunology TGH Laboratory |  | 86735 |  | Mumps IgG Antibody titer |  | Enzyme Linked Immunosorbent Immunoassay | ​Positive results suggest recent or previous infection with Mumps Virus and imply immunity. Patients exhibiting equivocal results should be retested in one month, if clinically indicated. A measurable antibody titer may also reflect a positive response to vaccination. Antibody response to vaccination is typically lower than that of a natural infection. | ​Positive results suggest recent or previous infection with Mumps Virus and imply immunity. | Not Available | Within 72 hrs. | 3 days a week (M-W-F) | AM | 1mL (2 microtainers)
555 | MRSAP | MRSA DNA Probe | eSwab Collection swab | Esoteric TGH Laboratory |  | 87798 |  | MRSA DNA Probe |  | Real Time PCR |  |  | Not Available | 24 hrs. | 5 days a week (M-F). Not performed on holidays | PM | 1 eSwab
554 | ERMONB | Monospot | Red Top (No Additive) | Urinalysis TGH Laboratory |  | 86308 | ​Heterophile Antibody | Mononucleosis Spot (Monospot) | ​Grossly hemolyzed specimens will be rejected. Add on request accepted up to 72 hrs from collection when stored at 2-8 C | Immunoassay | ​Heterophilic Antibodies are associated almost exclusively with infectious mononucleosis and Epstein Barr Virus (EBV)-associated neoplasms. Although most patients will develop Heterophilic Antibodies within 3 weeks of infection, a few patients may not exhibit antibodies until 3 months after infection. Monospot is a rapid test for visual qualitative detection of heterophile antibodies. | ​Negative | 1 hr. | 4 hrs | 7 days a week (M - S) | 24 hrs | 0.5 mL
553 | MXXPTT | Mixing Study - PTT | Light Blue Top (3.2% Sodium Citrate) | Hematology TGH Laboratory |  | 85732 |  | Mixing Study PTT | ​Plasma stored in an unopened sodium citrate collection tube at room temperature, (20-25°C) must be tested within 4 hours of collection or plasma separated and frozen. Frozen plasma can be stored for 2 weeks at -20° C or -70° C for 12 months. Please note: Whenever possible frozen specimens should be submitted from offsite locations. Whole blood specimens from offsite locations must be transported and ordered as STAT. If specimen cannot be analyzed within an acceptable time frame testing will be cancelled. To centrifuge and freeze plasma: * Verify the specimen is not clotted using applicator sticks * Verify the specimen tube is properly filled * Centrifuge specimen at 5000 RPM for 10 minutes as soon as possible after collection (up to 4 hours). * Label a polypropylene test tube with label that includes a minimum of two unique patient identifiers (such as name and date of birth). * Using a disposable transfer pipette, transfer the plasma (leave about 0.5ml do not disturb the buffy coat) to a labeled test tube. * If available perform platelet count on the plasma to verify platelet count is <10 K/uL * If platelet count is 10K/uL repeat centrifugation process * If multiple specimens collection tubes, do not pool plasma from collection tubes together. * Freeze plasma and transport to the laboratory for testing on dry ice. * Specimen must remain frozen until testing is performed. Criteria for rejecting specimens for testing include: Tubes not properly labeled, filled (+/- 10% of required fill volume), clotted specimens, plasma that is moderately to grossly hemolyzed, plasma that has not been properly stored or tested within defined timeframe, frozen specimen plasma platelet count >10 K/uL or Fibrinogen <35 mg/dL and not clinically indicated | Clot detection | ​Used to determine the etiology of a prolonged PTT. | ​See report for interpretive message | Not available | 4 hrs. | 7 days a week | 24 hrs | One 2.7 mL or 1.8 mL 3.2% sodium citrate collection tube filled to the minimum line OR 1 mL of frozen plasma
552 | MXPTB | Mixing Study - Prothrombin Time | Light Blue Top (3.2% Sodium Citrate) | Hematology TGH Laboratory |  | 85611 |  | Mixing Study PT | ​Plasma stored in an unopened sodium citrate collection tube at room temperature, (20-25°C) must be tested within 4 hours of collection or plasma separated and frozen. Frozen plasma can be stored for 2 weeks at -20° C or -70° C for 12 months. Please note: Whenever possible frozen specimens should be submitted from offsite locations. Whole blood specimens from offsite locations must be transported and ordered as STAT. If specimen cannot be analyzed within an acceptable time frame testing will be cancelled. To centrifuge and freeze plasma: * Verify the specimen is not clotted using applicator sticks * Verify the specimen tube is properly filled * Centrifuge specimen at 5000 RPM for 10 minutes as soon as possible after collection (up to 4 hours). * Label a polypropylene test tube with label that includes a minimum of two unique patient identifiers (such as name and date of birth). * Using a disposable transfer pipette, transfer the plasma (leave about 0.5ml do not disturb the buffy coat) to a labeled test tube. * If available perform platelet count on the plasma to verify platelet count is <10 K/uL * If platelet count is 10K/uL repeat centrifugation process * If multiple specimens collection tubes, do not pool plasma from collection tubes together. * Freeze plasma and transport to the laboratory for testing on dry ice. * Specimen must remain frozen until testing is performed. Criteria for rejecting specimens for testing include: Tubes not properly labeled, filled (+/- 10% of required fill volume), clotted specimens, plasma that is moderately to grossly hemolyzed, plasma that has not been properly stored or tested within defined timeframe, frozen specimen plasma platelet count >10 K/uL or Fibrinogen <35 mg/dL and not clinically indicated | Clot detection | ​Used to determine the etiology of a prolonged PT. | ​See report for interpretive message | Not available | 4 hrs | 7 days a week | 24 hrs | One 2.7 mL or 1.8 mL 3.2% sodium citrate collection tube filled to the minimum line OR 1 mL of frozen plasma
551 | LYMPRP | Mitogen- and Antigen-induced Lymphocyte Proliferation Panel | Green top (sodium heparin) | Quest Diagnostics Nichols San Juan Capistrano |  | 86353 (x6) | ​Lymphocyte Stimulation, Antigen-induced Cell Proliferation, Tetanus Toxoid, mitogen/antigen-induced, Mitogen-induced Cell Proliferation, Candida, Tuberculin PPD (TB PPD) | Mitogen- and Antigen-induced Lymphocyte Proliferation Panel | ​20 mL whole blood preferred (4 green top (sodium heparin) tubes preferred). Whole blood must be transported at room temperature and delivered to the testing laboratory within 48 hours after collection. Maintain and transport blood at room temperature. Avoid temperature <15°C and >37°C. In hot weather, it may be necessary to pack the specimen in a container within insulating material around it and place this container inside another one that contains a cold pack (ice pack) and absorbent material. This method will help retain the specimen at ambient temperature. For longitudinal studies, draw specimens at the same time of day to minimize diurnal variation. Contact the lab prior to ordering for special logistics arrangements. Submit Monday through Thursday only. Do not draw day before a holiday. Samples received in testing lab >48 hours after collection will be rejected. Date and time of draw are required and must be provided. Follow Short Stability protocol. | Cell Culture (CC), Scintillation Counter | ​Measurement of human lymphocytes’ proliferative responses to various stimuli is a fundamental technique used to assess their biological status and functions. Mitogens, such as plant lectins phytohemagglutinin (PHA), concanavalin A (Con A) and pokeweed mitogen (PWM), are able to nonspecifically stimulate lymphocyte proliferation and used to evaluate patient immune responsiveness. Lymphocyte proliferation response to antigens, such as Candida, tetanus toxoid and tuberculin purified protein derivative (PPD), are evaluated as a function of memory in cell-mediated immunity. | ​See laboratory report | Not Available | 15 days | Tuesday - Friday | AM | 10 mL- 2 green top (sodium heparin)
550 | AMA | Mitochondrial Antibody Screen with Reflex to Titer | Red Top (No Additive) | Quest Diagnostics Nicholas Institute | Blood (Serum) | 86255 | ​​​Anti-Mitochondrial Antibody, AMA, Mitochondrial Antibody with Reflex | Mitochondrial Antibody (AMA) | Sent to a reference lab. ​Specimen will be rejected if hemolyzed or lipemic. Transport refrigerated. | Immunoassay (IA) | ​A high Anti-Mitochondrial Antibody (AMA) titer supports the diagnosis of primary biliary cirrhosis (PBC). Low titers of AMA may be detected in other liver disorders, which include chronic active hepatitis and crypotgenic cirrhosis. Mitrochondrial M2 Antibody has an even higher specificity for PBC. If Mitochondrial Antibody Screen is positive, Mitochondrial Antibody Titer will be performed at an additional charge (CPT 86256). | ​Negative | Not Available | Next Day | Monday - Friday | AM | 0.1 mL serum (2 microtainers); 0.5 mL serum preferred
549 | MSPST | Microsporidia Spore Detection | Duodenal aspirate or Stool, fixed in 10% formalin or equivalent transport medium | Quest Diagnostics |  | 87207 | ​Microsporidia Spore Detection | Microsporidia | ​Sent to reference laboratory. 5 mL of stool/duodenal aspirate fixed in 10% Formalin or equivalent transport medium Transport at room temperature (refrigeration is acceptable). Do not freeze. We also accept the following specimen in a sterile, leak proof container with 10% Formalin: conjunctiva, aspirate, CSF, nasal wash/aspirate, tissue, urine, and bronchial brush/wash. | Microscopic examination / stain | ​Microsporidia infection was first recognized as a cause of chronic diarrhea in patients infected with HIV. Microsporidia may also cause pneumonia, acute bilateral keratoconjunctivitis, and infection of the biliary and pancreatic ducts. | ​No Microsporidia detected | Not Available | Report available: 2 days | Monday, Thursday | PM | 2.0 mL stool or duodenal aspirate, minimum. 5.0 mL stool or duodenal aspirate, preferred
548 | MAU | Microalbumin, Random Urine | Sterile, Leak proof, Screw Top Container | Chemistry TGH Laboratory |  | 82043 |  | Microalbumin Urine | ​Random urine specimen is required. Add on specimens accepted within 72 hours. | Immunoturbidimetric | ​Microalbumin is albumin detected in the urine. Microalbuminuria is a sensitive marker of nephropathy. If detected early and treated effectively, progress of organ dysfunction may be slowed, halted, or even reversed. | ​< 30 mcg/mg cr | 1 hr. | 4 hrs | 7 days a week | 24 hrs | 1 mL Urine
547 | MAU24H | Microalbumin, 24 hr. Urine | 24 hr Urine Container | Chemistry TGH Laboratory |  | 82043, 82570 |  | Microalbumin 24 hr. Urine | ​Collect urine without preservative. Refrigerate during and after collection. Do not include first morning specimen; collect all subsequent voidings. The last sample collected should be the first morning specimen voided the following morning at the same time as the previous mornings first voiding. | Immunoturbidimetric | ​Microalbumin is albumin detected in the urine. Microalbuminuria is a sensitive marker of nephropathy. If detected early and treated effectively, progress of organ dysfunction may be slowed, halted, or even reversed. | ​< 16 mg/24 hr | Not Available | 24 hrs | 7 days a week | 24 hrs | 24 hr Urine Specimen
546 | MPA | Mycophenolic Acid | Red Top (No Additive)-Preferred, Lavender Top (K2DTA) | Quest Diagnostics |  | 80180 | ​CellCept | Mycophenolic Acid | ​Sent to reference laboratory. 0.6 mL serum/plasma (frozen). Optimum time to collect sample: 0.5 to 1 hour before next dose (trough) at steady-state (3-5 days after treatment with oral doses). | Tandem Mass Spectrometry | ​Mycophenolic acid is an immunosuppressant used in tissue transplants. It prevents graft rejection by the host's immune system. It is very important to monitor its level. Too little of this drug will cause graft rejection, while too much will lead to infection. Monitoring its level is essential to optimize therapeutic effects, avoid toxicity, and assure compliance. | ​Therapeutic levels 1.0-3.5 mcg/mL for MPA Trough levels 1.0-3.5 mcg/mL for MPA Detection limit 0.5 mcg/mL for MPA | Within 4 days | 3 - 5 days | Monday – Saturday | AM | 1.5 mL (3 microtainers)
545 | MMA | Methylmalonic Acid | Red Top (No Additive)-Preferred, or green top sodium heparin | Quest Diagnostics |  | 83921 |  | Methylmalonic Acid | ​Sent to reference laboratory. 0.6 mL refrigerated serum/plasma. | Tandem Mass Spectrometry | ​MMA is primarily ordered, sometimes along with homocysteine, to help diagnose an early or mild B12 deficiency | ​Methylmalonic Acid, Serum nmol/L 87-318 | Not Available | 3 - 5 days | Monday - Friday | AM | 2 mL (4 microtainers)
544 | MTHFR | Methylene Tetrahydrofolate Mutation (MTHFR) | Lavender Top (K2 EDTA) | Esoteric TGH Laboratory |  | 83891, 83892 | ​MTHFR | Methylene Tetrahydrofolate Mut |  | PCR/Microarray | ​The Methylene Tetrahydrofolate Reductase (MTHFR) enzyme plays a major role in homocysteine metabolism and contains several known polymorphisms, of which the most common is C677T. This mutation is reported to reduce MTHFR activity, resulting in hyperhomocysteinemia. This condition is a risk factor for cardiovascular disease, increased risk for arterial and venous thrombosis, and an increased risk for obstetrical complications, e.g., preeclampsia, abruptic placenta, fetal growth retardation, and stillbirth. | ​Homozygous for MTHFR wild type | Not Available | 3 - 7 days | 2 days a week | AM | 3 mL
543 | MTX | Methotrexate | Green Top preferred. Red Top acceptable. | Chemistry TGH Laboratory | Blood | 80299 | ​​ | Methotrexate |  | Immunoassay | ​Methotrexate is used primarily as a chemotherapeutic agent and occasionally in treating autoimmune diseases and ectopic pregnancy. Therapeutic drug monitoring is useful to avoid toxicity. | ​ 24 hours <10 umol/L 48 hours <1.0 umol/L 72 hours <0.2 umol/L | 1 hour | 4 hours | 7 days a week | 24 hours | 5 mL
542 | MNEPRU | Metanephrines, Random Urine | Sterile, Leakproof, Screw Top Container | Quest Diagnostics |  | 83835 | ​Metanephrines, Fractionated, Random Urine | Metanephrines Urine | ​Sent to reference laboratory. 1.5 ml refrigerated urine Add 6N HCl to maintain a pH below 3.Patient should avoid tobacco, tea, coffee, for three days prior to specimen collection. Common antihypertensives (diuretics, ACE inhibitors, calcium channel blockers, alpha and beta blockers) cause minimal or no interference. Medications which are alpha agonists (Aldomet), alpha blockers (Dibenzyline) should be avoided 18-24 hours prior to specimen collection. | Liquid Chromatography, Tandem Mass Spectrometry | ​Useful in the evaluation of pheochromocytoma. | ​Metanephrine Normetanephrine AGE mcg/g creatinine AGE mcg/g creatinine 3 months-4 years Not Established 3 months-4 years Not Established 5-9 years 106-527 5-9 years 149-781 10-13 years 34-357 10-13 years 38-523 14-17 years 24-302 14-17 years 14-302 18-29 years 39-146 18-29 years 91-365 30-39 years 32-134 30-39 years 67-390 40-49 years 33-192 40-49 years 85-514 >=50 years 21-153 >=50 years 108-524 METANEPHRINES, 24-HOUR URINE Metanephrines, Total mcg/24 h AGE mcg/24 hour 3 months-4 years 79-345 5-9 years 49-408 10-13 years 110-714 14-17 years 107-741 18-29 years 94-604 30-39 years 115-695 40-49 years 182-739 >=50 years 224-832 | Not Available | 3 - 5 days | 3 days a week | AM | 1.5 mL Urine
541 | METAP | Metanephrines, Fractionated, LC/MS/MS, Plasma | Large Lavender Top (K2 EDTA) (pre-chilled) | Quest Diagnostics |  | 83835 | ​Metnephrine, Normetnephrine, Plasma | Metanephrines, Plasma | ​Overnight fasting is preferred. Patient should avoid alcohol, coffee, tea, tobacco, and strenuous exercise before collection. Sent to reference laboratory 2.5 mL frozen plasma. Draw specimen in a pre-chilled EDTA lavender-top. The whole blood sample should be kept on wet ice until centrifuged (preferably at 4 degrees C) to separate the plasma within 2 hours of venipuncture | Liquid Chromatography/Tandem Mass Spectrometry | ​Normetanephrine (NM) and metanephrine (MN) are the extra-neuronal catechol-o-methyl transferase (COMT) metabolites of the catecholamines norepinephrine and epinephrine, respectively. Measurement of plasma metanephrines is more sensitive (but may be less specific) than measurement of catecholamines for the detection of pheochromocytoma. Proper interpretation of results requires awareness of recent medication/drug history (e.g., antihypertensive agents, alcohol, and cocaine) and other pre-analytical factors (e.g., stress, severe congestive heart failure, myocardial infarction) that influence release of catecholamines and metanephrines. | ​METANEPHRINES, FRACT, PLASMA Metanephrine, LC/MS/MS pg/mL < OR = 57 METANEPHRINES, FRACT, PLASMA Normetanephrine, LC/MS/MS pg/mL < OR = 148 METANEPHRINES, FRACT, PLASMA Total Metanephrine, LCMSMS pg/mL < OR = 205 | Not Available | 4 - 7 days | Monday - Friday | AM | 1.5 mL plasma, minimum. 2.5 mL plasma, preferred
540 | MNEP24 | Metanephrines 24 hr. Urine | 24 hr Urine Container | Quest Diagnostics |  | 83835 | ​Metanephrines, Niormetanephrines 24 hr Urine | Metanephrines 24 hr. Urine | ​Sent to reference laboratory. 1.5 mL refrigerated urine. Add 25 mL of 6N HCl to maintain a pH below 3. Patient should avoid tobacco, tea and coffee three days prior to specimen collection.Medications which are Alpha Agonists, (ALDOMET) Alpha Blockers, and (DIBENZYLINE) should be avoided 18-24 hours prior to collection. Includes metanephrine, normetanephrine, total metanephrine and creatinine. | Liquid Chromatography Tandem Mass Spectrometry | ​Useful in the evaluation of pheochromocytoma. | ​Metanephrine mcg/24 h AGE mcg/24 hour: 3 months-4 years: 25-117 5-9 years: 11-139 10-13 years: 51-275 14-17 years: 40-189 18-29 years: 25-222 30-39 years: 36-190 40-49 years: 58-203 >=50 years: 90-315 Normetanephrine mcg/24 h AGE mcg/24 hour: 3 months-4 years: 54-249 5-9 years: 31-398 10-13 years: 67-503 14-17 years: 69-531 18-29 years: 40-412 30-39 years: 35-482 40-49 years: 88-649 >=50 years 122-676 Metanephrines, Total mcg/24 h AGE mcg/24 hour: 3 months-4 years: 79-345 5-9 years: 49-408 10-13 years: 110-714 14-17 years: 107-741 18-29 years: 94-604 30-39 years: 115-695 40-49 years: 182-739 >=50 years 224-832 | Not Available | 3 - 5 days | Monday - Friday | AM | 24 hr. collection
539 | MERCBB | Mercury, Blood | Royal Blue Top (EDTA tube) (non-trace elements) preferred Royal Blue Sodium Heparin tube acceptable. | Quest Diagnostics |  | 83825 |  | Mercury Blood | ​Sent to reference laboratory Call lab for collection tube (Royal Blue Top). 4.0 mL refrigerated whole blood. Do not freeze. Carefully clean skin before venipuncture. Avoid work-site collection. Avoid seafood consumption for 48 hours before sample collection. Clotted specimens will be rejected. | Inductively-Coupled Plasma/Mass Spectrometry | ​Mercury, a highly toxic metal, is present in select industrial environments and in contaminated ocean fish. | ​≤ 10 mcg/L Detection Limit: 4 mcg/L | Not Available | Report available: Next day | Monday, Wednesday, Friday | Afternoon | 2.0 mL whole blood, minimum. 4.0 mL whole blood, preferred
538 | MESL1 | Measles (Rubeola) IgG Antibody | Red Top (No Additive) | Immunology TGH Laboratory |  | 86765 | ​Rubeola IgG | Measles (Rubeola) Blood |  | Enzyme Immunoassay | ​Measles, also known as Rubeola, causes fever, irritability, respiratory illness, and the characteristic skin rash. Immunization has greatly diminished the incidence of measles. The presence of IgG is consistent with immunity or prior exposure. IgM is consistent with current or recent infection. IgM tests can generate false positive results and low levels of IgM can persist for longer than 12 months. |  | Not Available | Within 72 hrs. | 3 days a week (M-W-F) | AM | 1mL (2 microtainers)
537 | MESL1F | Measles (Rubeola) IgG Antibody, Fluid | Sterile, Leak proof, Screw Top Container | Immunology TGH Laboratory |  | 86765 | ​Rubeola IgG | Measles (Rubeola) Fluid |  | Enzyme Linked Immunosorbent Immunoassay | ​Measles, also known as Rubeola, causes fever, irritability, respiratory illness, and the characteristic skin rash. Immunization has greatly diminished the incidence of measles. The presence of IgG is consistent with immunity or prior exposure. IgM is consistent with current or recent infection. IgM tests can generate false positive results and low levels of IgM can persist for longer than 12 months. | ​Positive - Immunity | Not Available | Within 72 hrs. | 3 days a week (M-W-F) | AM | 0.5 mL
536 | MANBL | Mannose Binding Lectin | Red Top (No Additive) | Quest Diagnostics |  | 83520 |  | Mannose Binding Lectin | ​Sent to reference laboratory. 0.3 mL frozen serum. Overnight fasting is preferred. | Enzyme Linked Immunosorbent Immunoassay | ​The deficiency of Mannose-Binding Lectin (MBL) can be used to aid in the determination of susceptibility to infection in conjunction with clinical findings and other laboratory tests. | ​Deficient: <100 ng/mL Normal:>=100 ng/mL | Not Available | 7 - 10 days | Thursday | AM | 1mL (2 microtainers)
535 | MALR | Malaria Smear | Lavender Top (K2 EDTA) | Hematology TGH Laboratory |  | 87207 |  | Malaria Smears Thick + Thin | ​One negative sample does not rule out the possibility of a parasitic infection. Multiple examinations are recommended. Clotted, grossly hemolyzed samples will be rejected. Add on request accepted up to 24 hours from collection. | Microscopic Examination | ​Malaria, a protozoan parasitic infection transmitted by the mosquito genus Anopholes sp., remains the most common infectious disease in subtropical and tropical parts of the world. Therapy depends upon identifying the specific species found in infected erythrocytes. | ​No Malaria Parasites Seen *Panic values called to RN when parasites noted. | Not Available | 4 hrs Preliminary report | 7 days a week (M - S) | 24 hrs | 2.5 mL
534 | UMG | Magnesium, Random Urine (with Creatinine), AA [19743X] | Sterile, Leakproof, Screw Top Container | Quest Diagnostics Nichols Institute | Urine | 82570, 83735 | ​​ | Magnesium Urine | ​Sent to a reference lab. Submit 10 mL of a well-mixed random urine. Adjust the pH to 3.0 with 6N HCL before aliquoting for testing. Refrigerate during and after collection. Transport refrigerated (cold packs). | Atomic Absorption (AA) |  | ​Adults: 22-130 mg/g Creat | Not avialable. | Same Day | Tuesday - Saturday | PM | 0.5 mL Urine; 10 mL of a well-mixed, preserved random urine preferred
533 | MG | Magnesium, Serum | Green (Li Heparin)-Preferred, Red Top (No Additive), Gold Top (SST) | Chemistry TGH Laboratory |  | 83735 | ​Mg | Magnesium (Mg) Blood | ​Add on specimens accepted within 5 days | Calmagite | ​Magnesium is a critical element with its highest concentration within cells. Nearly all of the body's magnesium is stored in soft tissues and bone. There is a relationship among cations (positively charged molecules like potassium and calcium). Approximately 40% of patients with low concentrations of potassium also have low concentrations of magnesium. Likewise, more than 20% of patients with low calcium concentrations also have low magnesium concentrations. Increased magnesium concentrations are most common among patients with renal failure. | ​1.6 - 2.6 mg/dL | 1 hr. | 4 hrs | 7 days a week | 24 hrs | 0.5 mL (1 microtainer)
532 | PMG | Magnesium, Ionized | Green Top (Lithium Heparin) or ABG Heparinized Syringe | Respiratory TGH Laboratory |  | 83735 |  | Ionized Magnesium (Respiratory Care) | ​Send specimens to tube station #43. |  |  | ​0.45-0.60 mMol/L | 10 min. | 45 min. | 7 days a week | 24 hrs
531 | MG24H | Magnesium, 24-Hour Urine (with Creatinine) AA [19742X] | 24 hr Urine Container | Quest Diagnostics Nichols Institute | Urine | 82570, 83735 | ​​ | Magnesium 24 hr Urine | ​Sent to a reference lab. Urine preserved with 10 grams Boric acid or 10 mL concentrated Glacial acetic acid is also acceptable. Collect urine with 25mL of 6N HCL prior to start of collection to maintain a pH below 3. Refrigerate during and after collection.Do not include first morning specimen; collect all subsequent voidings. The last sample collected should be the first morning specimen voided the following morning at the same time as the previous mornings first voiding. record 24-hour urine volume on test request form and on urine vial. Transport refrigerated (cold packs). | Atomic Absorption | ​Urinary magnesium concentrations often decline before serum concentrations. Adverse effects, such as cardiac arrhythmias, can be observed while serum concentrations are within range. | Magnesium, 24-Hour Urine Adult Male: 28-180 mg/24 h Adult Female: 18-130 mg/24 h Magnesium, 24-Hour Urine Adult Male: 16-90 mg/g creat Adult Female 30-135 mg/g creat Creatinine, 24-Hour Urine <3 years: Not established 3-8 years: 0.10-0.80 9-12 years: 0.20-1.40 13-17 years: 0.40-1.90 >17 years: 0.50-2.15 | Not Available | 1 day | Tuesday - Saturday |  | 1 mL; 10mL of a well mixed preserved 24-hour urine in (25 mL 6N HCL) submitted in a leak-proof urine container.
530 | FLCYT | Lymphoma/Leukemia Profile | See Special Instructions | Esoteric TGH Laboratory |  | 88184 88185 | Leukemia/Lymphoma Evaluation ​ | Not orderable in Precise | ​Peripheral blood: 3 mL Lavender top (EDTA) Bone marrow: 1 mL Biopsy or CSF or Pericardial fluid or Pleural fluid or Peritoneal fluid or Cyst fluid or Gastric fluid Synovial fluid or Viscous fluid or Amniotic fluid or Buffy coat | Flow Cytometry | ​To aid in the diagnosis and classification of leukemia/lymphoma. | ​See Report | Not Available | 3 - 5 days | 7 days a week | PM | Blood or Bone Marrow - 3 - 5 mL
529 | LQTPEX | Lymphocyte Quantitation- Transplant with CD19 | Lavender Top (K2 EDTA) | Esoteric TGH Laboratory |  | 88184 |  | Lymphocyte Quant with CD 19 20 |  | Flow Cytometry | ​Immunophenotypic analysis may assist in evaluating cellular immunocompentency in suspected cases of primary and secondary immunodeficiency states. | ​%CD3: 0.62 - 0.81 Absolute CD3: 700 - 3300 mm3 %CD19: 0.04 - 0.20 %CD20: 0.04 - 0.20 | Not Available | 24 hrs. | 7 days a week | AM | 0.5 mL (1 microtainer)
528 | LQTP | Lymphocyte Quantitation- Transplant | Lavender Top (K2 EDTA) | Esoteric TGH Laboratory |  | 86359 |  | Lymphocyte Quant Transplant |  | Flow Cytometry | ​Immunophenotypic analysis may assist in evaluating cellular immunocompentency in suspected cases of primary and secondary immunodeficiency states. | ​% CD 3:0.62 - 0.81 Absolute CD3: 700 - 3300/ mm3 | Not Available | 24 hrs. | 7 days a week | AM | 0.5 mL (1 microtainer)
527 | NLYMQ | Lymphocyte Quantitation | Lavender Top (K2 EDTA) | Esoteric TGH Laboratory |  | 86357, 86355, 86359, 86360 |  | Lymphocyte Quant Non transplant |  | Flow Cytometry | ​Immunophenotypic analysis may assist in evaluating cellular immunocompentency in suspected cases of primary and secondary immunodeficiency states. Includes CD3, CD4, CD8, CD19, CD16+56 and CD4/CD8 ratio. | ​%CD3: 0.62-0.0.81 Absolute CD3: 700-3000 mm3 %CD4: 0.33-0.66 Absolute CD4: 500-2600 mm3 %CD8: 0.18-0.37 Absolute CD8: 330-1000 mm3 %CD19 (B Cells): 0.014-0.20 Absolute CD19: 100-500 mm3 % Natural Killer Cells: 0.05-0.20 Absolute Natural Killer: 100-500 mm3 CD4/8 Ratio: 0.9-2.9 | Not Available | 24 hrs. | 7 days a week | AM | 1mL (2 microtainers)
526 | LYMEAB | Lyme Disease IgG And IgM Antibody | Red Top (No Additive, no gel) | Quest Diagnostics |  | 86617X2 | ​Borrelia burgdorferi Antibody | Lyme Disease Antibody | ​Sent to reference laboratory. 1.0 mL refrigerated serum. | EIA, Western Blot | ​Lyme disease is caused by a bacterium Borrelia burgdorferi and is transmitted by ticks. EIA is the screening test with high sensitivity for antibody detection. Western blot testing qualitatively examines with high specificity antibodies in a patient's specimen. Western blot testing is appropriate for confirming a detected EIA test result. | ​B. burgdorferi IgG Ab: Negative B. burgdorferi IgM Ab: Negative Please note: The following comment will appear on the report when IgG is NEG and IgM is POS. Caution must be used in supporting a diagnosis of B. burgdorferi infection, when sera are Western blot IgM positive and Western blot IgG negative after the initial 4-week period from onset. Because the likelihood of a false-positive test result is high for these individuals, a positive IgM test alone is not recommended for use in determining active disease in persons with illness of longer than one month's duration. | Not Available | Next day | Monday, Wednesday, Friday | Morning | 0.1 mL serum, minimum. 1.0 mL serum, preferred
525 | LYPCRF | Lyme Disease DNA, PCR, CSF / Synovial | Sterile, Leak proof, Screw Top Container | Focus Diagnostics |  | 87476 |  | Lyme PCR, CSF | ​Sent to Reference laboratory. 1.0 mL refrigerated (use cold packs) CSF or Synovial fluid. | Real-Time Polymerase Chain Reaction | ​Detection of Borrelia burgdorferi DNA in clinical specimens can aid in the diagnosis of Lyme disease in suspected patients. This real-time PCR assay uses primers and probes that do not cross-react with other tick-borne pathogens. | ​NOT DETECTED | Not Available | Report available: 3 days | Monday through Sunday | Morning | 0.5 mL CSF or Synovial fluid, minimum. 1.0 mL CSF or synovial fluid, preferred
524 | LYPCRB | Lyme Disease DNA, Real-Time PCR, Blood | Lavender top (K2 EDTA) OR Yellow Top ACD-A or B | Quest Diagnostics |  | 87476 | ​Borrelia burgdorferi PCR | Lyme Disease PCR, Blood | ​Sent to reference laboratory.0.5 mL refrigerated whole blood | Real-Time Polymerase Chain Reaction | ​Lyme disease is caused by a bacterium Borrelia burgdorferi and is transmitted by ticks. EIA is the screening test with high sensitivity for antibody detection. Western blot testing qualitatively examines with high specificity antibodies in a patient's specimen. Western blot testing is appropriate for confirming a detected EIA test result. | ​NOT DETECTED | Not Available | 4 - 7 days | Tuesday, Thursday | AM | 0.5 mL
523 | LYCSF | Lyme Antibody, CSF | Sterile, Leak proof, Screw Top Container | Focus Diagnostics |  | 86618x2, 86617 X 2 | ​Borrelia burgdorferi IgG, IgM, CSF | Lyme Antibody CSF | ​Sent to reference laboratory. 1.0 mL refrigerated (cold packs) CSF | EIA, Western Blot | ​Lyme disease is caused by a bacterium Borrelia burgdorferi and is transmitted by ticks. EIA is the screening test with high sensitivity for antibody detection. Western blot testing qualitatively examines with high specificity antibodies in a patient's specimen. Western blot testing is appropriate for confirming a detected EIA test result. | ​Accompanies report | Not Available | Report available: 3 days | Monday, Wednesday, Friday | AM | 0.6 mL CSF. Minimum. 3.0 mL CSF, preferred
522 | LH | Luteinizing Hormone (LH) | Green (Li Heparin)-Preferred, Red Top (No Additive), Gold Top (SST) | Chemistry TGH Laboratory |  | 83002 | ​LH | Luteinizing Hormone (LH) | ​Add on specimens accepted within 5 days | Paramagnetic particle, Immunochemiluminometric assay | ​LH is useful in evaluating gonadal dysfunction and assessing ovulation and infertility. LH is often interpreted with other laboratory tests such as Follicle Stimulating Hormone (FSH). | ​ Males: 0.57 – 12.07 mIU/mL Mid Follicular Phase: 1.80 – 11.78 mIU/mL Mid-Cycle Peak: 7.59 – 89.03 mIU/mL Mid -Luteal Phase: 0.56 – 14.00 mIU/mL Postmenopausal F: 5.16 – 61.99 mIU/mL | Not Available | 4 hrs | 7 days a week | 24 hrs | 1mL (2 microtainers)
521 | LUPUS | Lupus Anticoagulant with reflex | Light Blue Tops (3.2% Sodium Citrate). Two (2) tubes required | Quest Diagnostics |  | 85730 |  | Lupus Anticoagulant | ​Sent to reference lab. 3.0 mL frozen (platelet-poor citrated) plasma. Specimen must be separated immediately after collection, and then frozen immediately. Specimen must be shipped on dry ice. Shipping thawed and gross hemolysis unacceptable. | Clot detection | ​Lupus Anticoagulants (LA) are members of a family of antibodies with phospholipid specificity. LA may be defined as an immunoglobulin (S), IgG or IgM or a mixture of both, that interferes with one or more of the in vitro phospholipid (PL) dependent tests of coagulation.These antibodies are not associated with a hemorrhagic diathesis, but rather have been linked to thrombotic events. It is not known whether the antibody is causative, coincidental or a consequence of the thrombosis. In addition to thrombosis, other clinical complications have been associated with the presence of LA.These include strokes, nonbacterial thrombotic endocarditis, livedo reticularis and a variety of obstetrical complications such as intrauterine fetal death, recurrent spontaneous abortion, fetal growth retardation, early onset preeclampsia and chorea gravidarum. | ​Interpretative report | Not Available | 3 - 5 days | Monday - Friday | PM | 3.0 mL frozen platelet-poor citrated plasma, preferred (must collect 2 blue tops to provide sufficient plasma). 2.0 mL frozen platelet-poor citrated plasma is minimum volume, but will not be sufficient for repeat testing.
520 | PLA2 | LP-PLA2 | Serum only. Red Top (No gel) | Specialty Laboratories |  | 83698 | ​PLAC Test | PLAC2 | ​Specimens should be centrifuged and separated within 4 hours of collection, but no longer than 36 hours after collection. Refrigerated plasma/serum can be transported on cold packs (7 day stability). For longer stability, store and transport at or below -70˚C on dry ice. | Immunoassay | ​The PLAC test is a blood test that measures the level of Lp-PLA2 an enzyme highly specific to vascular inflammation and implicated in the formation of rupture-prone plaque. | ​81-259 ng/mL | Not Available | 5 days | Wed. and Sat. | AM | 1.0 mL serum, preferred. 0.5 ml serum minimum
519 | LKMAB | Liver Kidney Microsomal Ab | Red Top (No Additive) | Quest Diagnostics |  | 86376 | ​Liver Kidney Microsome (LKM-1) Antibody (IgG) | Liver Kidney Microsomal Ab | ​Sent to reference laboratory. 0.3 mL refrigerated serum. | Enzyme Immunoassay | ​The presence of LKM-1 antibodies can be used in conjunction with clinical findings and other laboratory tests to aid in the diagnosis of autoimmune liver diseases such as autoimmune hepatitis (AIH-2). | ​LKM-1 Antibody (IgG) U <=20.0 NEGATIVE 20.1-24.9 EQUIVOCAL >=25.0 POSITIVE | Not Available | 4 - 7 days | Tuesday, Thursday | AM | 1mL (2 microtainers)
518 | LIVFIB | Liver Fibrosis, FibroTest-ActiTest Panel | Red Top (No Additive) | Quest Diagnostics Nichols Institute San Juan Capistrano |  | 82172, 82247, 82977, 83010, 83883, 84460 |  | Liver Fibrosis | ​Sent to reference laboratory. 3.5 mL serum preferred specimen. Overnight fasting is preferred. Serum should be separated from the cells as soon as possible after visible clot formation (usually 15-30 minutes after collection). Avoid freezing and thawing. Transport frozen. Reject criteria: Gross hemolysis, gross lipemia, patients <2 years old, QNS for one or more analytes. | Nephelometry and Spectrophotometry (SP) | ​FibroTest and ActiTest permit the non-invasive evaluation of Hepatitis C (or B) individuals for the presence of liver fibrosis and liver inflammation, respectively. The FibroTest and ActiTest scores are calculated based on age, gender and concentrations of serum of y-glutamyl transferase (GGT), total bilirubin (TB), a-2 macroglobulin, haptoglobin, apolipoprotein A1 and alanine aminotransferase (ActiTest). Fibrotest and ActiTest Scores, on a scale of 0.0 to 1.0, are assigned a Metavir scale indicteing the level of fibrosis or inflammation present. | ​See laboratory report | Not Available | 2 - 5 days | Monday - Saturday | AM | 2 mL (4 microtainers)
517 | LI | Lithium | Red Top (No Additive) ONLY | Chemistry TGH Laboratory |  | 80178 |  | Lithium | ​Collect as a trough. Add on specimens accepted within 72 hours. | Spectrophotometry | ​Lithium is used to treat manic-depressive disorders and the manic phase of affective disorders, including mania. The therapeutic window is relatively small. Therapeutic drug monitoring is useful to optimize dose and avoid toxicity. | ​1.0 - 1.2 mEq/L | 1 hr. | 4 hrs | 7 days a week | 24 hrs | 1 mL (2 microtainers)
516 | LIPE | Lipoprotein Electrophoresis | Red Top (SST) | Quest Diagnostics |  | 82465, 82664, 84478 |  | Lipoprotein Electrophoresis | ​Fasting for at least 12 hours is required. 2.0 mL refrigerated serum (do not freeze) | Electrophoresis | ​Lipoproteins are the molecules which carry cholesterol and triglycerides throughout the body. They are both vital to daily bodily functions like building cell membranes, hormones, and providing energy to body tissue. However, an excess of either, in particular cholesterol, can put a person at serious risk for cardiovascular disease. | ​Interpretative Report | Not Available | Report available: next day | Tuesday, Thursday | AM | 2.0 mL serum, minimum
515 | HDL | Lipid Panel | Green (Li Heparin)-Preferred, Red Top (No Additive), Gold Top (SST) | Chemistry TGH Laboratory |  | 80061 | ​HDL Profile | Lipid Profile (HDL Profile) | ​The patient should fast 9-12 hours prior to collection. Add on specimens accepted within 5 days | See Individual Assays | ​Includes Triglycerides, Cholesterol, HDL, LDL, VLDL | ​<40 mg/dL major risk for heart disease >60 mg/dL negative risk for heart disease | 1 hr. | 4 hrs | 7 days a week | 24 hrs | 1mL (2 microtainers)
513 | FLIP | Lipase, Fluid | Sterile, Leak proof, Screw Top Container | Quest Diagnostics Nichols Institute |  | 83690 | ​Peritoneal Fluid, Lipase | Lipase Fluid | ​Sent to reference lab. 1 mL frozen peritoneal fluid preferred. Refrigerated specimens are acceptable; room temperature are unacceptable. Grossly hemolyzed specimens are unacceptable. | Colormetric, Kinetic |  | ​<10 U/L | Not available | 2 days | 4 days a week | Night | 0.5 mL
512 | LIP | Lipase | Green (Li Heparin)-Preferred, Red Top (No Additive), Gold Top (SST) | Chemistry TGH Laboratory |  | 83690 |  | Lipase Blood | ​Add on specimens accepted within 5 days | Enzymatic rate | Lipase is an enzyme produced almost exclusively from pancreatic acinar cells. As such, lipase is a sensitive and specific marker of acute pancreatic injury.​ | ​8-78 U/L | 1 hr. | 4 hrs | 7 days a week | 24 hrs | 0.5 mL (1 microtainer)
511 | LIDO | Lidocaine | Green (Li Heparin)-Preferred, Red Top (No Additive), Gold Top (SST) | Chemistry TGH Laboratory |  | 80176 | ​Xylocaine | Lidocaine | ​Collect as a trough. Add on specimens accepted within 48 hours. | Enzyme Immunoassay | ​Lidocaine is a cardiac antiarrhythmic drug. Therapeutic drug monitoring is used to optimize dose and avoid toxicity. | ​1.5 - 5.0 ug/mL | 2 hrs. | 4 hrs | 7 days a week | 24 hrs | 1 mL (2 microtainers)
510 | LIBRI | Librium (Chlordiazepoxide) | Red Top (No Additive) (SST NOT acceptable) | Quest Diagnostics |  | 80154 | ​Chlordiazepoxide (Librium) | Chlordiazepoxide (Librium) | ​Sent to reference laboratory. Collect at trough concentrations, i.e., just before the administration of the next dose 2.0 mL refrigerated serum/plasma (Room Temp is unacceptable). Ship on cold packs by overnight courier. | High Performance Liquid Chromatography |  | ​Chlordiazepoxide 100-3000 ng/mL Norchlordiazepoxide 100-3000 ng/mL Nordiazepam 100- 1500 ng/mL | N/A | Report available: 6 days | Friday only | AM | 1.0 mL serum, minimum. 2.0 mL serum, preferred
509 | LHFSH | LH/FSH | Green (Li Heparin) - Preferred, Red Top (No Additive), Gold Top (SST) | Chemistry TGH Laboratory |  | 83002 |  | Luteinizing +Follicle Hormone | ​Add on specimens accepted within 5 days | Paramagnetic particle immunochemiluminometric assay | ​FSH/LH testing is useful in evaluating gonadal dysfunction and in the diagnosis and management of infertility. See individual assays for further information. | ​See individual assays | Not Available | 4 hrs | 7 days a week | 24 hrs | 2 mL (4 microtainers)
508 | KEPPRA | Levetiracetam | Red Top (No Additive) preferred, Lavender Top (K2EDTA) | Quest Diagnostics |  | 80299 | ​Keppra | Levetiracetam (Keppra) | ​Sent to reference laboratory. 0.5 mL refrigerated serum | Liquid Chromatography | ​Levetiracetam is an anticonvulsant used as adjunct therapy to treat adult partial seizures. As multiple anticonvulsants are administered, it is important to monitor its level to (1) optimize therapy, (2)assure compliance, and (3) to avoid toxicity. | ​Drug Dosage Trough Peak mg BID mcg/mL cg/mL 500: 3.1-10.0 10.0-25.0 1000: 4.9-37.1 30.0-40.0 1500: 7.0-34.0 36.1-70.0 Toxic level not established Detection limits 1.0-80.0 mcg/mL | Not Available | 4 - 7 days | Monday - Friday | AM | 1.5 mL (3 microtainers)
507 | LEUC | Leucine Amino Peptidase (LAP) | Red Top (No Additive) | Quest Diagnostics |  | 83670 | ​Leucine Amino peptidase | Leucine Amino peptidase | ​Sent to reference laboratory. 0.2 mL refrigerated serum | Colorimetric | ​LAP may be useful as a marker of hepatic and pancreatic carcinoma. LAP may also be useful as a marker of early tubular (renal) injury in diabetes and as an indicator of SLE activity. | ​Leucine Amino peptidase U/mL: 1.0-3.3 | Not Available | 7 - 14 days | Wednesday | AM | 1mL (2 microtainers)
506 | LEGS | Legionella Smear | Sterile, Leak proof, Screw Top Container | Microbiology TGH Laboratory |  | 87278 | ​Legionella DFA | Legionella Smear | ​A negative result does not exclude the possibility of infection with Legionella pneumophila or other Legionella species in the patient. Sample collection and preparation are critical steps in the testing procedure. Collecting the sample at an improper time during the course of the disease, by an inappropriate method or with improper handling of the specimen, can result in failure to detect Legionella pneumophila. Diagnosis should be made in conjunction with clinical symptoms. | Direct Fluorescence Assay (DFA) | ​Legionnaire's disease is associated with pneumonia and other illnesses. Antigen Detection by DFA is often used in conjunction with culture. The organism causes a multi-system disease that is primarily manifested as pneumonia. The main clinical importance of this organism is that it may appear in epidemic form with a high mortality rate. This may be aided by the fact that it is not susceptible to the usual therapeutic agents. Early treatment with erythromycin often leads to a cure. | ​Negative for Legionella | Not Available | 24 hrs | 7 days a week (M-S). | PM | 2 mL
505 | LGNPCR | Legionella pneumophila – PCR | See special instructions | Esoteric TGH Laboratory |  | 87541 | ​L. pneumophila PCR | Legionella pneumophila | Sterile, Screw Top Container or Lavender top (EDTA) ​ | Real Time PCR | ​L. pneumophila is one of the agents of community acquired pneumonia. PCR testing provides the most sensitive method for detecting L. pneumophila. It will detect all of the serogroups. | ​Negative for the presence of L. pneumophila DNA | Not Available | 48 hrs. | 7 days a week | PM | 0.25 mL (BAL, BW). 3mL Lavender Top
504 | LGNAB | Legionella IgG Antibody | Red Top (No Additive) | Quest Diagnostics |  | 86713 |  | Legionella Antibody | ​Sent to reference laboratory. 0.2 mL refrigerated serum. | Immunofluorescence Assay | ​Legionnaire's disease is associated with pneumonia and other illnesses. Seroconversion may be delayed and cross-reactivity with other organisms limits the application of serology in clinical care. | ​ Legionella Ab (IgG) titer 64 OR LESS (UNEXPOSED) A single or standing titer of greater than or equal to 256 may indicate past infection or exposure to Legionella. A fourfold or greater rise in titer between the acute phase (within the first week) and convalescent phase (3-6 weeks after onset) of illness provides serological evidence of a recent Legionella infection. | Not Available | 7 - 10 days | Tuesday, Thursday | AM | 1mL (2 microtainers)
503 | LEGC | Legionella Culture | Sterile, Leak proof, Screw Top Container | Microbiology TGH Laboratory |  | 87081 |  | Legionella Culture | ​A negative result does not exclude the possibility of infection with Legionella pneumophila or other Legionella species in the patient. Sample collection and preparation are critical steps in the testing procedure. Collecting the sample at an improper time during the course of the disease, by an inappropriate method or with improper handling of the specimen can result in failure to detect Legionella pneumophila. Diagnosis should be made in conjunction with clinical symptoms. | Conventional Culture | ​Legionnaire's disease is associated with pneumonia and other illnesses. Culture has approximately 80% sensitivity and 100% specificity. The organism causes a multi-system disease that is primarily manifested as pneumonia. The main clinical importance of this organism is that it may appear in epidemic form with a high mortality rate. This may be aided by the fact that it is not susceptible to the usual therapeutic agents. Early treatment with erythromycin often leads to a cure. | ​No growth of Legionella | Not Available | 7 days | 7 days a week (M-S) | 24 hrs | 2 mL
502 | LEGT | Legionella Antigen | Sterile, Leak proof, Screw Top Container | Microbiology TGH Laboratory |  | 87899 |  | Legionella Antigen | ​The samples can be stored at room temperature (15-30 degrees C) if assayed within 24 hours of collection. Alternatively, specimens may be stored at 2-8 degrees C for up to 14 days or at -10 to -20 degrees C for longer periods before testing. Boric acid may be used as a preservative. When necessary, urine specimens should be shipped in leak-proof containers at 2-8C or frozen. | Enzyme Immunoassay (EIA) | ​Legionella Urinary Antigen is useful in conjunction with other laboratory tests in the diagnosis of Legionnaire's disease. Legionella Urinary Antigen may be identified for months after recovery. The organism causes a multi-system disease that is primarily manifested as pneumonia. The main clinical importance of this organism is that it may appear in epidemic form with a high mortality rate. This may be aided by the fact that it is not susceptible to the usual therapeutic agents. Early treatment with erythromycin often leads to a cure. Infection due to Legionella cannot be ruled out since other serogroups and species may cause disease, antigen may not be present in urine in early infection, and the level of antigen present in the urine may be below the detection limit of the test. | ​Presumptive negative for L. pneumophila serogroup 1 antigen in urine, suggesting no recent or current infection. | 1 hr | 8 hrs | 7 days a week | 24 hrs | 2 mL Urine
501 | LEADBL | Lead, Blood | Lavender Top (K2 EDTA) (Child) or Royal Blue Top (Adult) (EDTA) | Quest Diagnostics |  | 83655 |  | Lead Blood | ​Sent to reference laboratory. 0.2 mL capillary or 1mL refrigerated whole blood (EDTA). | Atomic Absorption Spectrometry | ​Blood Lead is useful in detecting industrial, dietary, and accidental exposure to lead and to monitor detoxification therapy. Children are especially susceptible to neurologic damage from lead and acute neurologic toxicity may develop without previous symptoms. | ​Lead, Blood mcg/dL INTERPRETATION OF BLOOD LEAD TEST RESULTS: Age: 6 years or older: 10 mcg/dL or less Less than 6 years: CDC CLASS BLOOD LEAD CONCENTRATION (mcg/dL) I <10 IIA 10-14 IIB 15-19 III 20-44 IV 45-69 V >69 | Not Available | 4 - 7 days | Monday - Saturday | AM | 0.5 mL (1 microtainers)
500 | FLDH | LDH, Fluid | Sterile, Leak proof, Screw Top Container | Chemistry TGH Laboratory |  | 83615 |  | Lactate Dehydrogenase (LDH) Fld |  | Enzymatic rate |  | ​No Reference Range | 1 hr. | 4 hrs |  | 24 hrs | 0.5 mL
499 | CFLDH | LDH, CSF | Sterile, Leak proof, Screw Top Container | Chemistry TGH Laboratory |  | 83615 |  | Lactate Dehydrogenase (LDH) CSF |  | Enzymatic rate |  | ​No reference range | 1 hr. | 4 hrs | 7 days a week | 24 hrs | 0.5 mL
498 | LATEX | Latex Hevea braziliensis (K82) IgE | Red Top (No Additive) | Quest Diagnostics |  | 86003 | ​Latex Rast | Radioallergosorbent (Rast) Test | ​Sent to reference laboratory. 0.2 ml refrigerated serum | Immunoassay | ​Test is used to detect Latex Allergies | ​Accompanies report | Not Available | 4 - 7 days | Monday - Friday | AM | 1mL (2 microtainers)
497 | LAMO | Lamotrigne | Red Top (No Additive) preferred, Lavender Top (K2EDTA) | Quest Diagnostics |  | 80299 | ​Lamactil | Lamotrigne | ​Sent to reference laboratory. 0.5 mL refrigerated serum /plasma. Draw 1/2-1 hour before next dose at steady state. Do not use gel barrier tubes. No SST tubes | Liquid Chromatography | ​Lamotrigne is an anticonvulsant drug used as adjunctive treatment for refractory partial seizures. | ​4.0-18.0 ug/mL Detection limit: 0.2 ug/mL | 45 Minutes | 4 - 7 days | Monday - Friday | AM | 1.5 mL (3 microtainers)
496 | ULAMB | Lambda, Urine | Sterile, Leak proof, Screw Top Container | Chemistry TGH Laboratory |  | 83883 | ​Light Chain | Lambda Urine |  | Rate Nephelometry |  | ​<5.00 mg/dL | Not Available | Within 72 hrs. | Monday - Friday, not performed on holidays | AM | 1 mL Urine
495 | LAMBDA | Lambda, Serum | Red Top (No Additive) | Chemistry TGH Laboratory |  | 83883 | ​Light Chain | Lambda Blood | ​Add on specimens accepted within 72 hours. | Rate Nephelometry |  | ​313 - 723 mg/dL | Not Available | Within 72 hrs. | 5 days a week (M-F). Not performed on holidays | AM | 1 mL (2 microtainers)
494 | LAM24H | Lambda, 24 hr. Urine | 24 hr Urine Container | Chemistry TGH Laboratory |  | 83883 | ​Light chain | Lambda 24 hr. Urine | ​Collect urine without preservative. Refrigerate during and after collection. Do not include first morning specimen; collect all subsequent voidings. The last sample collected should be the first morning specimen voided the following morning at the same time as the previous mornings first voiding | Rate Nephelometry |  | ​< 5.00 mg/dL | Not Available | Within 72 hrs. | 5 days a week (M-F). Not performed on holidays | AM | 24 hour Urine specimen
492 | CFLA | Lactic Acid, CSF | Sterile, Leak proof, Screw Top Container | Chemistry TGH Laboratory |  | 86305 |  | Lactic Acid CSF |  | Enzymatic, colorimetry |  | ​No Reference Range | 1 hr. | 4 hrs | 7 days a week | 24 hrs | 0.5 mL CSF
491 | LA | Lactic Acid | Gray Top (Sodium Fluoride) | Chemistry TGH Laboratory | Blood | 83605 | ​Lactate | Lactic Acid Blood | ​Send to lab on ice. Specimen should be separated and frozen for transfer to the lab | Enzymatic, colorimetry | ​Lactic Acid is the end product of the anaerobic metabolism of glucose. The blood Lactic Acid concentration is affected by its production in muscle cells and erythrocytes and it rate of metabolism in the liver. During exercise, blood lactate can increase up to ten times of normal levels. | ​0.5 - 2.2 mMol/L | 1 hr. | 1 hr. | 7 days a week | 24 hrs | 3 mL
490 | PPLA | Lactate, Pulmonary | Green Top (Lithium Heparin) or ABG Heparinized Syringe | Respiratory TGH Laboratory |  | 83605 |  | Lactate-(Respiratory Care) | ​Send specimens to tube station #43. |  |  | ​0.5-2.2 mg/dL | 10 min. | 45 min. | 7 days a week | 24 hrs | 1 mL
489 | LDH | Lactate Dehydrogenase | Green (Li Heparin)-Preferred, Red Top (No Additive), Gold Top (SST) | Chemistry TGH Laboratory |  | 83615 | ​LDH, Total | Lactate Dehydrogenase (LDH) Blood | ​Add on specimens accepted within 4 days (separated from cells) | Enzymatic | ​Lactate Dehydrogenase (LD) is an enzyme that is present in many different organs and tissues. The main use for LDH is as a general indicator of the existence and severity of acute or chronic tissue damage and, sometimes, as a monitor of progressive conditions. | ​125 - 220 U/ L | 1 hr. | 4 hrs | 7 days a week | 24 hrs | 0.5 mL (1 microtainer)
488 | LSPG | L/S Ratio with PG, (Phosphjidylglycerol Amniotic) | Sterile, Leak proof, Screw Top Container | Quest Diagnostics |  | 82489 83661 | ​LS/PG, Lecithin/Sphingomyelin with PG | Not orderable-See FLM | ​Sent to reference laboratory.4 mL frozen amniotic fluid. Must perform Fetal Lung Maturity (FLM) prior to this test. If red blood cells are present, do not freeze before centrifuging 140 x g for 10 minutes. Submit supernatant fluid for analysis. Foil wrap to protect from light. If red blood cells are present, do not freeze before centrifuging 140 x g for 10 minutes. Submit supernatant fluid for analysis. Foil wrap to protect from light. | Thin Layer Chromatography | ​In the early stages of gestation, phosphatidylinositol is not present in amniotic fluid. At about 32-33 weeks of gestation, lecithin and sphingomyelin concentrations are about equal; subsequently, the lecithin concentration rises and paralleling this, the concentration of another phospholipid, phosphatidylinositol, also rises. At 36 weeks of gestation, however, the phosphatidylinositol concentration begins to decrease and phosphatidylglycerol begins to appear in the amniotic fluid. It is this appearance of phosphatidylglycerol that suggests the presence of a mature fetal lung. Respiratory distress syndrome (RDS) a lecithin/sphingomyelin (L/S) ratio of greater than 2:1, together with a quantity of phosphatidylglycerol (PG) greater than or equal to 2.0%. | ​Accompanies report | Not Available | 2 - 4 days | Monday - Sunday | All shifts | 4 mL
487 | KPCC | KPC Culture | Sterile, Leak proof, Screw Top Container or Culturette | Microbiology TGH Laboratory |  | 87081 | ​Hodge Test | Kleb Pneumo Carbapenanase Cult | ​Detection of colonization should include a rectal swab | Conventional Culture | ​Klebsiella pneumoniae organisms have developed carbapenem resistant isolates that are designated as KPC. | ​Negative for KPC | Not Available | 2 - 4 days | 7 days a week | 24 hrs | 1 mL OR 1 Culturette
486 | KOHS | KOH Prep | Sterile, Leak proof, Screw Top Container | Microbiology TGH Laboratory |  | 87220 |  | Potassium Hydroxide (KOH) Smear | ​KOH Prep limited to hair, skin, and nail specimens. For a routine fungal stain on any specimen EXCEPT hair, skin, or nails see Gram Stain. | Microscopy | ​Used to determine the presence of fungi in skin, nails or hair. For the diagnosis of keratomycosis, direct examination may have a higher yield than culture because of the presence of dead organisms in the tissue. |  | 1 hr. | 8 hrs. | 7 days a week | 24 hrs | 1 nail, 1 mm skin scrapings, or 3-4 hairs.
485 | BKB | Kleihauer-Betke (Fetal Hemoglobin by Flow) | Lavender Top (K2 EDTA) | Esoteric TGH Laboratory |  | 88184 |  | Kleihauer-Betke Stain |  | Flow Cytometry | ​This test is used to determine a possible fetal-maternal hemorrhage in the newborn and to assess the magnitude of fetal-maternal hemorrhage. |  | Not Available | 24 hrs. | 7 days a week | AM | 0.5 mL (1 microtainer)
484 | KSA | Kidney Stone Analysis | Sterile, Leak proof, Screw Top Container | Specialty Laboratory |  | 82365 | ​Stone Analysis, Kidney | Not orderable in Precise | ​Sent to reference laboratory. Urine filtrate is acceptable alternate specimen Dry kidney stone and Filtered material. | Infra-Red Spectrophotometry | ​Kidney stone analysis is used in determining the composition of kidney stones. The results are often useful in determining the cause and treatment. | ​Accompanies Report | Not Available | 10 - 14 days | Monday - Friday | AM | Dry kidney stone
483 | KS24H | Ketosteroids-17, 24 HR Urine | 24 hr Urine Container | Quest Diagnostics |  | 83586 |  | Ketosteroids17 24-HR Urine | ​Sent to reference laboratory. 10 mL refrigerated 24hr urine. Urine must contain 30 mL 6N HCl during collection 24 hour collection preferred but random specimen is acceptable.Reference ranges do not apply. | Colorimetric with Modified Zimmerman Reaction | ​This test may be performed when any of the disorders associated with abnormal levels of the "male" steroid sex hormones (androgens) are suspected. | ​< 1.0 mg/24 hrs < 1 year < 2.0 mg/24 hrs 1-_4 years < 3.0 mg/24 hrs 5-_8 years 3.0-10.0 mg/24 hrs 9-12 years 5.0-12.0 mg/24 hrs 13-16 years Females 6.0-15.0 mg/24 hrs > 16 years Males 9.0-22.0 mg/24 hrs 17-20 years 8.0-20.0 mg/24 hrs > 20 years If age and sex are not provided 6.0-20.0 mg/24 hrs Default | Not Available | 4 - 7 days | Monday - Thursday, Sunday | PM | 24 hr Urine
482 | UKETO | Ketones, Urine Screen | Sterile, Leak proof, Screw Top Container | Urinalysis TGH Laboratory |  | 81003 | ​ACE Test | Ketones, Urine | ​Transport to laboratory promptly following collection. Add on requests accepted up to 4 hours from collection. | Reagent Test Strip | ​Urine ketones are useful as a monitor in known diabetics. | ​Negative | 1 hr. | 4 hrs | 7 days a week | 24 hrs | 1 mL Urine
481 | UKAP | Kappa, Urine | Sterile, Leak proof, Screw Top Container | Chemistry TGH Laboratory |  | 83883 | ​Light Chain | Kappa Urine |  | Nephelometry |  | ​<1.85 mg/dL | Not Available | Within 72 hrs. | 5 days a week (M - F), not performed on holidays | AM | 1 mL Urine
480 | KAPPA | Kappa, Serum | Red Top (No Additive) | Chemistry TGH Laboratory |  | 83883 | ​Light Chain | Kappa Blood | ​Add on specimens accepted within 72 hours. | Rate Nephelometry |  | ​629 - 1350 mg/dL | Not Available | Within 72 hrs. | 5 days a week (M - F), not performed on holidays | AM | 1mL (2 microtainers)
479 | KAP24H | Kappa, 24 hr. Urine | 24 hr Urine Container | Chemistry TGH Laboratory |  | 83883 | ​Light chain | Kappa 24 hr. Urine | ​Collect urine without preservative. Refrigerate during and after collection. Do not include first morning specimen; collect all subsequent voidings. The last sample collected should be the first morning specimen voided the following morning at the same time as the previous mornings first voiding. | Nephelometry |  | ​< 1.85 mg/dL | Not Available | 2 days | 5 days a week (M - F) | AM | 24 hour Urine specimen
478 | FLHGB | JP Fluid Hemoglobin | • K2 EDTA, lavender top tube. • Specimens submitted in sterile container are acceptable but not preferred because there is no anticoagulant to prevent specimen from clotting. | Hematology TGH Laboratory |  | CPT not available |  | JP Fluid Hemoglobin | ​Reasons for specimen rejection include: clotted or quantity not sufficient | Sysmex XN analyzers use electrical impedance and flow cytometry methodology. Parameter reported:hematocrit | ​None documented for informational use only. | * ​None provided. * Report will include the following disclaimer: This test was performed using the Sysmex XN9000 instrument. This specimen type has NOT been cleared by the FDA for use on this instrument. The performance characteristics of this test have not been established on body fluids. No normal ranges have been established for this test. Critical values There are no critical values associated with this test. | 1 hour | 4 hours | 7 days a week | 24 hours a day | Standard collection tube 1.5mL
477 | FLHCT | JP Fluid Hematocrit | • K2 EDTA, lavender top tube. • Specimens submitted in sterile container are acceptable but not preferred because there is no anticoagulant to prevent specimen from clotting. | Hematology TGH Laboratory |  | CPT not available | ​N/A | JP Fluid Hematocrit | ​Reasons for specimen rejection include: clotted or quantity not sufficient | Sysmex XN analyzers use electrical impedance and flow cytometry methodology. Parameter reported: hematocrit | ​None documented for informational use only. | * ​None provided. * Report will include the following disclaimer: This test was performed using the Sysmex XN9000 instrument. This specimen type has NOT been cleared by the FDA for use on this instrument. The performance characteristics of this test have not been established on body fluids. No normal ranges have been established for this test. Critical values There are no critical values associated with this test. | 1 hour | 4 hours | 7 days a week | 24 hours a day | Standard collection tube 1.5mL
476 | JO1AB | Jo-1 Antibody | Red Top (No Additive) | Quest Diagnostics |  | 86235 |  | Jo-1 Antibody | ​Sent to reference laboratory. Overnight fasting is preferred. 0.5 mL refrigerated serum. | Immunoassay | ​Jo-1 Antibody occurs most frequently (31%) in patients with polymyositis, but has also been found in patients with dermatomyositis, and the polymyositis/Scleroderma overlap syndrome (PM/SCL) or polymyositis/systemic lupus erythematosus overlap syndrome (PM/SLE). | ​JO-1 ANTIBODY index REFERENCE RANGE INDEX VALUES < OR = 1.00 = NEGATIVE INDEX VALUES > 1.00 = POSITIVE | Not Available | 3 - 5 days | Monday - Saturday | AM | 1.5 mL (3 microtainers)
475 | JAK2 | JAK2 V617F Mutation | Lavender Top (EDTA) Whole Blood | Flow Cytometry |  | 81270 | ​JAK2 V617F mutation |  | ​Add On: up to 7 days | Real time PCR | ​Mutations in JAK2 have been implicated in polycythemia vera, essential thrombocythemia, myelofibrosis, as well as other myeloproliferative disorders. This mutation (V617F), a change of valine to phenylalanine at the 617 position, appears to render hematopoietic cells more sensitive to growth factors such as erythropoietin and thrombopoietin. | ​Negative for V617F mutation | N/A | 72 hours | Monday through Thursday | AM | 1.5 mL Whole Blood
474 | ISCAB | Islet Cell Antibody Screen with Reflex to Titer | Red Top (No Additive) | Quest Diagnostics Nichols San Juan Capistrano |  | 86341 |  | Islet Cell Antibody | ​Sent to reference laboratory. 2 mL refrigerated serum preferred. Specimens will be rejected for gross hemolysis, lipemia, Icteric and those received at room temperature. | Immunofluorescence Assay (IFA) | ​Type 1 diabetes is characterized by lymphocytic cell infiltrate of the pancreatic islets. Measurement of GAD-65, ICA-512, and Insulin Antibody is a highly sensitive means to assess risk and predict onset of Type I diabetes. There is a correlation between the number of positive antibodies and the antibody titers versus the severity of the autoimmune process. | ​Islet Cell Ab Screen - Negative Islet Cell Ab Titer - <1.25 JDF units | Not Available | 5 days | Monday - Thursday | Night | 0.5 mL
473 | UFE24H | Iron, Urine 24 hour | 24 hr Urine Container | Quest Diagnostics |  | 83540 |  | Iron 24 hr Urine | ​Sent to reference laboratory. 6 mL refrigerated urine Instructions: Collect without preservative. Please specify on the request form and on the urine container the total 24-hour urine volume, or indicate random urine. | Atomic Absorption (AA) |  | ​Accompanies report | Not Available | 4 - 7 days | Tuesday, Thursday | PM | 24 hr Urine
472 | TIBC | Iron Binding Capacity | Green (Li Heparin)-Preferred, Red Top (No Additive), Gold Top (SST) | Chemistry TGH Laboratory |  | 83550 | ​IBC; % Saturation | Iron Binding Capacity (TIBC) | ​Add on specimens accepted within 48 hours |  | ​Iron is required for hematopoiesis and other cellular functions. Deficiencies may be due to inadequate intake, poor absorption, or excessive loss. An important consequence of iron deficiency is microcytic anemia. Iron overload, hemosiderosis, or if there is organ impairment, hemochromatosis, can lead to a wide variety of organ damage. Iron is often evaluated with complementary laboratory tests such as iron binding capacity (IBC). | ​245 - 400 mcg/ dL | Not Available | 4 hrs | 7 days a week | 24 hrs | 1mL (2 microtainers)
471 | IRON | Iron (FE) | Green (Li Heparin)-Preferred, Red (No Additive), Gold (SST) | Chemistry TGH Laboratory |  | 83540 | ​Fe, Fe++ | Iron (FE) Blood | ​Add on specimens accepted within 5 days | Ferrozine binding technique | ​Iron is required for hematopoiesis and other cellular functions. Deficiencies may be due to inadequate intake, poor absorption, or excessive loss. An important consequence of iron deficiency is microcytic anemia. Iron overload, hemosiderosis, or if there is organ impairment, hemochromatosis, can lead to a wide variety of organ damage. | ​Males 65 - 175 mcg/ dL Females 50 – 170 mcg/dL | Not Available | 4 hrs | 7 days a week | 24 hrs | 1 mL
470 | INFAB | Intrinsic Factor Blocking Antibody | Red Top (No Additive) | Quest Diagnostics |  | 86340 |  | Intrinsic Factor Antibody | ​Sent to reference laboratory. 0.3 mL refrigerated serum. | Radio binding Assay | ​Intrinsic Factor, produced by cells lining the stomach, binds vitamin B12 (cyanocobalamin) to facilitate absorption of the vitamin. Blocking antibody impedes the action of Intrinsic Factor as observed in approximately half of the patients who develop pernicious anemia. | ​Intrinsic Factor Block Ab NEGATIVE | Not Available | 3 - 5 days | Monday - Friday | AM | 2 mL (4 microtainers)
469 | INSAUB | Insulin Autoantibody | Red Top (No Additive) THIS IS THE ONLY ACCEPTABLE SPECIMEN | Quest Diagnostics Nichols Inst San Juan Capistrano |  | 86337 | ​Human Insulin Antibody | Insulin Autoantibody | ​Sent to reference laboratory. Transport at Room temperature. 0.2 mL refrigerated serum (1.0 mL serum preferred) | Radiobinding Assay (RBA) | ​Type 1 diabetes is characterized by lymphatic cell infiltrate to the pancreatic islets. Insulin Antibody is useful in assessing lower titers of autoantibody in patients with diabetes, detecting insulin autoantibody in patients who are "prediabetic," and in detecting autoantibody in patients with other autoimmune disorders. Measurement of GAD-65 ICA-512, and insulin Autoantibody is a highly sensitive means to assess risk and predict onset of Type 1 diabetes. There is a correlation between the number of positive antibodies and the antibody titers versus the severity of the autoimmune process. | ​<0.4 U/mL | Not Available | 3 - 6 days | Sunday, Tuesday, Thursday | PM | 0.2 mL serum
468 | INSUL | Insulin | Red Top (No Additive) THIS IS THE ONLY ACCEPTABLE SPECIMEN | Quest Diagnostics |  | 83525 |  | Insulin | ​Sent to reference laboratory. 0.5 mL refrigerated serum (1.0 mL serum preferred) Overnight fasting is required. | Immunoassay | ​Insulin is useful in diagnosing hyperinsulinemia in hypoglycemic patients. Hyperinsulinemia may be due to an insulin-producing tumor (insulinoma), syndrome of insulin resistance, or persistent hyperinsulinemia hypoglycemia of infancy. | ​Insulin, Fasting uIU/mL <17 Insulin levels vary widely in specimens taken from non-fasting individuals. | Not Available | 3 - 5 days | Monday - Friday | PM | 0.5 mL serum
467 | AMINS | Insight, Fish Amniotic Fluid | Sterile, Leak proof, Screw Top Container | Genzyme Genetics |  | 88275 88271 (x3) |  | Fish Insight, Amniotic Fluid | ​Sent to reference laboratory. Floor / client must fill out GENZYME form with the following information - Specimen draw date, Patient name, DOB, Ethnicity / Race, Weight, Complete patient history. | Fluorescence In Situ Hybridization |  |  | Not Available | 4 - 7 days | 5 days a week (M-F). Not performed on holidays | AM | 3 mL
466 | INSCR | Inhibitor Screen (Circulating Anticoagulant) | Light Blue Top (3.2% Sodium Citrate) | Hematology TGH Laboratory |  | 85732 |  | Inhibitor Screen Incubation | ​Plasma stored in an unopened sodium citrate collection tube at room temperature, (20-25°C) must be tested within 4 hours of collection or plasma separated and frozen. Frozen plasma can be stored for 2 weeks at -20° C or -70° C for 12 months. Please note: Whenever possible frozen specimens should be submitted from offsite locations. Whole blood specimens from offsite locations must be transported and ordered as STAT. If specimen cannot be analyzed within an acceptable time frame testing will be cancelled. To centrifuge and freeze plasma: * Verify the specimen is not clotted using applicator sticks * Verify the specimen tube is properly filled * Centrifuge specimen at 5000 RPM for 10 minutes as soon as possible after collection (up to 4 hours). * Label a polypropylene test tube with label that includes a minimum of two unique patient identifiers (such as name and date of birth). * Using a disposable transfer pipette, transfer the plasma (leave about 0.5ml do not disturb the buffy coat) to a labeled test tube. * If available perform platelet count on the plasma to verify platelet count is <10 K/uL * If platelet count is 10K/uL repeat centrifugation process * If multiple specimens collection tubes, do not pool plasma from collection tubes together. * Freeze plasma and transport to the laboratory for testing on dry ice. * Specimen must remain frozen until testing is performed. Criteria for rejecting specimens for testing include: Tubes not properly labeled, filled (+/- 10% of required fill volume), clotted specimens, plasma that is moderately to grossly hemolyzed, plasma that has not been properly stored or tested within defined timeframe, frozen specimen plasma platelet count >10 K/uL or Fibrinogen <35 mg/dL and not clinically indicated. | Clot Detection | ​This test is performed when a PT or PTT is prolonged. The test determines whether the prolongation is due to factor deficiency or inhibitor. | ​N/A – see report for interpretive note by Pathologist | Not Available | Up to 72 hours. Results reviewed by Pathologist | 7 days a week | 24 hours per day | Two 2.7 mL 3.2% Sodium Citrate collection tubes filled to the minimum line OR 3.0 mL frozen plasma
465 | FIA | Inhibitor Assay, Factor | Light Blue Top (3.2% Sodium Citrate) | Hematology TGH Laboratory |  | 85335 | ​Factor Inhibitor Assay | Factor Inhibitor Assay | ​Plasma stored in an unopened sodium citrate collection tube at room temperature, (20-25°C) must be tested within 4 hours of collection or plasma separated and frozen. Frozen plasma can be stored for 2 weeks at -20° C or -70° C for 12 months. Please note: Whenever possible frozen specimens should be submitted from offsite locations. Whole blood specimens from offsite locations must be transported and ordered as STAT. If specimen cannot be analyzed within an acceptable time frame testing will be cancelled. To centrifuge and freeze plasma: * Verify the specimen is not clotted using applicator sticks * Verify the specimen tube is properly filled * Centrifuge specimen at 5000 RPM for 10 minutes as soon as possible after collection (up to 4 hours). * Label a polypropylene test tube with label that includes a minimum of two unique patient identifiers (such as name and date of birth). * Using a disposable transfer pipette, transfer the plasma (leave about 0.5ml do not disturb the buffy coat) to a labeled test tube. * If available perform platelet count on the plasma to verify platelet count is <10 K/uL * If platelet count is 10K/uL repeat centrifugation process * If multiple specimens collection tubes, do not pool plasma from collection tubes together. * Freeze plasma and transport to the laboratory for testing on dry ice. * Specimen must remain frozen until testing is performed. Criteria for rejecting specimens for testing include: Tubes not properly labeled, filled (+/- 10% of required fill volume), clotted specimens, plasma that is moderately to grossly hemolyzed, plasma that has not been properly stored or tested within defined timeframe, frozen specimen plasma platelet count >10 K/uL or Fibrinogen <35 mg/dL and not clinically indicated | Clot Detection | ​This test is used to identify antibodies that inhibit the activity of a specific coagulation factor. Bethesda Units define the titer of the inhibitor. | ​N/A | Not Available | Within 72 hrs. – reviewed by a Pathologist | 5 days a week (M-F). Not performed on holidays | AM | Two 2.7 mL 3.2% Sodium Citrate collection tubes filled to minimum line or 2.0 mL frozen plasma
464 | INFPCR | Influenza A & B PCR | Culturette, sterile cup, NP swab or wash, Bronchial wash/lavage | Microbiology TGH Laboratory |  | 87798 | ​Influenza DNA | Influenza PCR | ​The following are acceptable specimens (store at refrigerator temperature after collection): •NP swab transported in universal transport medium (UTM) – also sometimes called viral transport medium •NP aspirate; Bronchial lavage/wash; Sputum; Throat swab – not currently the preferred sample however we will monitor the literature for indications relating to throat swabs. DO NOT use calcium alginate swabs, cotton swabs or wood shafted swabs. | Real Time PCR | ​Detection of influenza A (including H1NA -swine) and B virus infection. This test will detect influenza A and B, however, will not differentiate Influenza A from Influenza A H1N1 (Swine) unless requested. | ​Not detected | Not Available | 48 hrs. | 5 days a week (M-F) | AM | 1 mL
463 | IGS | Immunoglobulins (IgG, IgM, IgA) | Green (Li Heparin)-Preferred, Red Top (No Additive), Gold Top (SST) | Chemistry TGH Laboratory |  | 82784 (x3) | ​Immunoglobulin Profile | Immunoglobulins G+A+M | ​Includes IgG, IgA, IgM. Add on specimens accepted within 48 hours. | Immunoturbidimetric | ​The Immunoglobulin Panel is useful in assessing patients with suspected humoral immunodeficiency, chronic or recurrent infections, and lymphoproliferative disorders. | ​See individual assays | 1 hr. | 4 hrs | 7 days a week | 24 hrs | 1mL (2 microtainers)
462 | IGM | Immunoglobulin M IgM | Green (Li Heparin)-Preferred, Red Top (No Additive), Gold Top (SST) | Chemistry TGH Laboratory |  | 82784 | ​IgM | Immunoglobulin M (IgM) | ​Add on specimens accepted within 5 days | Immunoturbidimetric | ​IgM is useful in diagnosing and monitoring patients with Waldenstrom's macroglobinemia and other gammopathies. | ​M, F 0 – 29 days 6 – 21 mg/dL M >3 mos. – 1 yr 17 – 143 mg/dL F >3 mos. – 1 yr 17 – 150 mg/dL M >1 – 12 yrs 41 – 183 mg/dL F >1 – 12 yrs 47 – 240 mg/dL M >12 yrs 22 – 240 mg/dL F >12 yrs 33 – 293 mg/dL | 1 hr. | 4 hrs | 7 days a week | 24 hrs | 0.5 mL (1 microtainer)
461 | IGGSC | Immunoglobulin IgG Subclasses | SST tube preferred Red Top (No Additive) acceptable | Quest Diagnostics |  | 82787 (x4), 82784 | ​IgG Subclasses | Immunoglobulin G Subclasses | ​Sent to reference laboratory. 2.0 mL refrigerated serum. Overnight fasting is preferred. | Nephelometry | ​Measurement of IgG subclasses may be helpful in the management and understanding of immunodeficiency diseases, hypersensitivity states, and conditions involving susceptibility to infection. | ​See individual analytes | Not Available | 4 - 7 days | Monday - Saturday | PM | 1.0 mL serum minimum. 2.0 mL serum preferred
460 | IGG | Immunoglobulin G IgG | Green (Li Heparin)-Preferred, Red Top (No Additive), Gold Top (SST) | Chemistry TGH Laboratory |  | 82784 | IgG ​ | Immunoglobulin G (IgG) | ​Add on specimens accepted within 5 days | Immunoturbidimetric | ​Patients with low concentrations of IgG may have a wide variety of respiratory illnesses including recurrent otitis media, sinusitis, pneumonia, chronic obstructive airway disease, bronchiectasis, and asthma. Measurement of IgG may be useful in monitoring patients being treated for IgG monoclonal gammopathies and during replacement with intravenous immunoglobulins. | ​M 0 – 1 mo . 397 – 1765 mg/dL F 0 – 1 mo . 391 – 1737 mg/dL M >1 mo. – 1 yrs 205 – 948 mg/dL F >1 mo. – 1 yrs 203 – 934 mg/dL M >1 – 2 yrs 475 – 1210 mg/dL F >1 – 2 yrs 483 – 1226 mg/dL M >2 yrs 540 – 1822 mg/dL F >2 yrs 552 – 1632 mg/dL | 1 hr. | 4 hrs | 7 days a week | 24 hrs | 0.5 mL (1 microtainer)
459 | IGEMO | Immunoglobulin E (IgE) | Red Top (No Additive) | Quest Diagnostics |  | 82785 | ​IgE | Immunoglobulin E (IgE) | ​Sent to reference laboratory. 0.5 mL refrigerated serum | Immunoassay | ​IgE concentrations are increased with allergies (atopic disease), asthma, parasitic infections, unusual monoclonal gammopathies, and severe atopic dermatitis. IgE concentrations can be within the reference range with atopic disease. Individuals with low or low-normal concentrations typically do not have atopic disease. | ​IgE, Total, Serum kU/L Total IgE Age Specific Normal Ranges 6 Weeks: 9 kU/L or less 3 Months: 17 kU/L or less 6 Months: 30 kU/L or less 9 Months: 39 kU/L or less 12 Months: 53 kU/L or less 2 Years: 93 kU/L or less 3 Years: 128 kU/L or less 4 Years: 160 kU/L or less 5 Years: 192 kU/L or less 6 Years: 224 kU/L or less 7 Years: 248 kU/L or less 8 Years: 280 kU/L or less 9 Years: 304 kU/L or less 10 Years: 328 kU/L or less Adults: 114 kU/L or less | Not Available | 3 - 5 days | Monday - Friday | AM | 1 mL (2 microtainers)
458 | IGA | Immunoglobulin A IgA | Green (Li Heparin)-Preferred, Red Top (No Additive), Gold Top (SST) | Chemistry TGH Laboratory |  | 82784 | ​IgA | Immunoglobulin A (IgA) | ​Add on specimens accepted within 5 days | Immunoturbidimetric | ​Approximately 1 in 1000 people have IgA deficiency. Individuals with low concentrations of IgA may be asymptomatic or have Sino pulmonary, gastrointestinal (including sprue-like illness), rheumatic, or autoimmune diseases. | ​ M, F 0 – 3 mos. 1-34 mg/dL M, F > 3 mos. – 1yr 8 – 91 mg/dL M >1yr – 12yrs 21 – 291 mg/dL F >1yr – 12yrs 21 – 282 mg/dL M >12 yrs 63 – 484 mg/dL F >12 yrs 65 – 421 mg/dL | 1 hr. | 4 hrs | 7 days a week | 24 hrs | 0.5 mL (1 microtainer)
457 | UIEP | Immunoelectrophoresis, Urine | Sterile, Screw Top Container or 24 hr urine container | Chemistry TGH Laboratory |  | 83883(x2), 86335 | ​Bence-Jones Protein | Immunoelectrophoresis Urine |  | Electrophoresis | ​Protein electrophoresis evaluates the major protein fractions found in urine. It normally includes albumin, and often faint bands of alpha1 and beta globulin. Urinary protein electrophoresis is useful in classifying the type of renal damage, if present. Immunofixation is useful in characterizing M-components observed in the protein electrophoresis and in identifying light-chain disease. Includes Kappa, Lambda, Qualitative IEP (IFE). |  | Not Available | Within 72 hrs. | Monday - Friday, not performed on holidays | AM | 10 mL Urine
456 | SIEP | Immunoelectrophoresis, Serum | Red Top (No Additive) | Chemistry TGH Laboratory |  | 84165, 84160 |  | Immunoelectrophoresis Blood | Add on specimens accepted within 7 days ​ | Electrophoresis | ​Protein electrophoresis evaluates the major protein fractions (i.e., albumin, alpha1, alpha2, beta, and gamma proteins) to determine if there are deficiencies or excesses as seen with macroglobulinemia, monoclonal gammopathy of undetermined significance (MGUS), and multiple myeloma. Includes IgG, IgA, IgM, Protein Electrophoresis, Kappa, Lambda and Qualitative IEP (IFE). |  | Not Available | Within 72 hrs. | Monday - Friday, not performed on holidays | AM | 3 mL (6 microtainers)
455 | CMI | Immune Cell Function | Green Top (Sodium Heparin) THIS IS THE ONLY ACCEPTABLE SPECIMEN | LifeLink Immunology Laboratory | Blood | 82352 | ​​Cylex | Immune Cell Function | ​Drawn Monday – Friday between 0300 and 1530. | Luminometer | ​This assay can be used as part of a patient’s work-up before and after solid organ transplantation. The test may also assess the patient’s state of immunosuppression and provide the ability to personalize treatment protocols for preventing over-suppression (that may lead to infection) or under-suppression (that may result in graft rejection). | ​≤225 ng ATP/ mL Low Immune Cell Response 226-524 ng ATP/ mL Moderate Cell Response ≥525 ng ATP/ mL Strong Immune Cell Response ** Pediatric ranges have not been established for this test. | Not Available | Within 72 hrs. | 5 days a week (M-F). Not performed on holidays | PM | 5 mL
454 | IPF | Immature Platelet Fraction | K2 EDTA, lavender top tube. | Hematology TGH Laboratory |  | 85055 | ​N/A | Immature platelet fraction | * ​Reasons for specimen rejection include: clotted, quantity not sufficient, specimen found to be contaminated with IV fluid. * Add on requests must be completed within 24 hours of collection. | Sysmex XN analyzers flow cytometry methodology. Parameters reported: IPF% | ​IPF can be used to help determine the origin of a thrombocytopenic state by being able to differentiate between bone marrow failure and peripheral blood consumption or destruction. It can further be used to predict platelet count recovery. Increased IPF values are typically seen in patients with idiopathic thrombocytopenic purpura (ITP), thrombotic thrombocytopenic purpura (TTP), with the highest levels being seen in those with autoimmune thrombocytopenia and disseminated intravascular coagulation (DIC). Patients with decreased platelet production such as with leukemia, aplastic anemia, PNH, and those undergoing cytotoxic chemotherapy have an IPF in the low to low normal range. The IPF usually increases before the platelet count and absolute neutrophil count, and therefore may be useful as an indicator of platelet recovery after cytotoxic chemotherapy and recovery and engraftment post-transplant. | ​1.0-7.5% The following interpretive message will accompany the result * Thrombocytopenia with high IPF indicates platelet destruction or consumption. * Thrombocytopenia with low to low normal IPF suggests decreased production or suppression. * IPF value increasing beyond midpoint of reference range following therapy suggests recovery. * Result for IPF may be falsely elevated if the platelet count is less than 10K/uL and therefore should be interpreted with caution. Critical values There are no critical values associated with this test. | 1 hour | 4 hours | 7 days a week | 24 hours a day | Standard collection tube 1.5mL. BD Map microtainer collection tube 0.5mL
453 | IMI | Imipramine (Tofranil) | Red Top (No gel or SST) preferred, Lavender Top (EDTA), Lithium or sodium heparin (Green Top) acceptable | Quest Diagnostics |  | 80174 | ​Tofranil | Imipramine Tofranil | ​Sent to reference laboratory. 3.0 mL refrigerated serum. Collect at steady state trough concentration. Specimen should be collected >12 hours after dose Do not use serum separator (gel barrier). | Liquid Chromatography, Tandem Mass Spectrometry | ​Imipramine is a tricyclic antidepressant used in the treatment of depressive disorders. The drugs are specifically useful in treatment of autonomous or endogenous depressions. Imipramine is metabolized to desipramine, which is also an active tricyclic antidepressant. Toxicity can lead to arrhythmias, coma, and death. | ​150 – 250 mcg/L | Not Available | Report available: 2 days | Monday - Friday | AM | 1.5 mL serum or plasma minimum. 3.0 mL serum or plasma preferred
452 | IL28B | IL28B Polymorphism | 5.0 mL whole blood collected in an EDTA (lavender-top) tube | Quest Diagnostics |  | 90251 | ​Pegylated Interferon, Ribovirin, IL28 Polymorphism, Interleukin 28B, Hepatitis C, IL28B |  | ​Do not eat immediately prior to sample collection. If patient has eaten recently, rinse mouth with plain water. DO NOT FREEZE! Stability: Room temp 8 days Refrig 8 days Frozen UNACCEPTABLE | Real-Time PCR Chain Reaction (RT-PCR) | ​The C polymorphism in rs12979860 is strongly associated with a twofold greater sustained virological response in European, African American, and Hispanic populations. Knowledge of the host genotype of patients infected with HCV will aid in the clinical decision to initiate treatment with PegIFN and RBV. | ​See Lab Report | Not Available | Report available: 2 days | Daily | PM | 2.0 mL minimum (whole blood)
451 | CFIGG | IgG CSF | Sterile, Leak proof, Screw Top Container | Chemistry TGH Laboratory |  | 82784 |  | Immunoglobulin IgG CSF |  | Rate Nephelometry | ​The concentration of CSF IgG is increased in various infections, inflammatory conditions, neoplastic diseases, and active multiple sclerosis. | ​0.48 - 5.86 mg/dL | Not Available | Within 72 hrs. | 5 days a week (M - F), not performed on holidays | AM | 0.5 mL CSF
450 | IGALB | IgG/Albumin Ratio (CSF/Serum) | Red Top (No Additive) and sterile screw top container | Chemistry TGH Laboratory |  | 82784, 82042, 82040 | ​IgG/Albumin Index | Immunoglobulin G, Albumin CSF | ​Requires a serum sample to be run simultaneously. | See each test code, this is a calculation (index) | ​Albumin, CSF is useful in evaluating the integrity of the blood brain barrier. Concentrations may be increased in patients with central nervous system (CNS) inflammation, trauma, or autoimmune disease. IgG, CSF production may be increased in inflammation and autoimmune disease, including multiple sclerosis. | ​See individual assays | Not Available | Within 72 hrs. | 5 days a week (M - F), not performed on holidays | A.M. | 0.5 mL CSF and 1.0 mL Serum
449 | HYDR17 | Hydroxyprogesterone - 17 | Red Top (No Additive, no gel) preferred, Lithium heparin or Sodium heparin acceptable. Lavender Top acceptable | Quest Diagnostics |  | 83498 | ​17 OH Progesterone | Hydroxyprogesterone 17 | ​Sent to reference laboratory. 0.5 mL refrigerated serum (use cold packs). No SST tubes, no glass tubes, rejected if received at room temperature. | Liquid Chromatography Tandem Mass Spectrometry | ​17-hydroxyprogesterone is elevated in patients with congenital adrenal hyperplasia (CAH). CAH is a group of autosomal recessive diseases characterized by a deficiency of cortisol and an excess of ACTH concentration. 17-hydroxyprogesterone is also useful in monitoring cortisol replacement therapy and in evaluating infertility and adrenal and ovarian neoplasms. | ​Adult Reference Range Males: Females: 18-30 years: 32-307 ng/dL Follicular Phase: 185 ng/dL or less 31-40 years: 42-196 ng/dL Mid-cycle Phase: 225 ng/dL or less 41-50 years: 33-195 ng/dL Luteal Phase: 285 ng/dL or less 51-60 years: 37-129 ng/dL Postmenopausal: 45 ng/dL or less Pediatric Reference Range: 1-12 months: 11-170 ng/dL 1-4 years: 4-115 ng/dL 5-9 years: 90 ng/dL or less 10-13 years: 169 ng/dL or less 14-17 years: 16-283 ng/dL Premature Infants: < or = 360 ng/dL (31-35 weeks) Term Infants:< or = 420 ng/dL (3 days) | Not Available | 2-3 days | Monday - Friday, Sunday | P.M. | 0.5 mL serum/plasma preferred, 0.25 mL serum/plasma minimum volume.
448 | HCS24H | Hydroxycorticosteroids-17, Urine | 24 hr Urine Container | Quest Diagnostics |  | 83491 | ​17 Hydroxycorticosteroids with Creatinine, 24-HR Urine | Hydroxycorticosteroids 17 | ​Sent to reference laboratory. 10 mL refrigerated urine. Collect with 6N HCl during collection to maintain pH below 7.5. Collect urine with preservative, or keep urine refrigerated during collection, if preservative is not used. Ship frozen if preservative is not used. | Colorimetric with Porter-Silber Reaction |  | ​17-Hydroxycorticosteroids, 24-Hour Urine Not established Infant through 1 Year 0.5- 2.5 mg/24 hours 1- 2 years 1.0- 4.0 mg/24 hours 3- 4 years 1.0- 4.8 mg/24 hours 5- 6 years 1.0- 5.6 mg/24 hours 7- 8 years 1.0- 7.0 mg/24 hours 9-10 years 1.5- 8.0 mg/24 hours 11-12 years 2.8- 6.8 mg/24 hours 13-16 year female 2.0- 6.0 mg/24 hours 13-16 year male 2.0- 7.0 mg/24 hours 17-20 year female 3.0-10.0 mg/24 hours 17-20 year male 2.0- 6.0 mg/24 hours Adult female 3.0-10.0 mg/24 hours Adult male Creatinine, 24-Hour Urine Age Years g/24 hours < 3 not established 3- 8 0.11-0.68 9-12 0.17-1.41 13-17 0.29-1.87 Adults 0.63-2.50 | Not Available | 4 - 7 days | Monday - Friday | A.M. | 24 hr urine
447 | HMVPCR | Human Metapneumovirus PCR | Culturette, sterile cup, NP swab or wash, Bronchial wash/lavage | Esoteric TGH Laboratory |  | 87798 |  | HMV PCR | ​The following are acceptable specimens (store at refrigerator temperature after collection): -NP swab transported in universal transport medium (UTM) - also sometimes called viral transport medium -NP aspirate; Bronchial lavage/wash; Sputum; Throat swab - not currently the preferred sample however we will monitor the literature for indications relating to throat swabs. DO NOT use calcium alginate swabs, cotton swabs or wood shafted swabs | Real-Time Polymerase Chain Reaction | ​This test is used to determine the presence of Human metapneumovirus (HMPV) in a patient's specimen. Organisms may be detected by PCR prior to diagnosis by immunological methods. PCR provides more rapid results than other methods, including culture. | ​Not detected | Not Available | 48 hrs | Monday - Friday | A.M. | 1 mL
446 | HGH | Human Growth Hormone | Red Top (No Additive) **Random growth hormone collection should be performed on fasting patients who have rested for at least 30 minutes prior to collection. | Quest Diagnostics |  | 83003 | ​HGH | Human Growth Hormone (HGH) | ​Sent to reference laboratory. Random growth hormone collection should be performed on fasting patients who have rested for at least 30 minutes prior to collection. 1.0 mL refrigerated serum (plasma and gross hemolysis NOT acceptable) | Immunoassay | ​hGH measurements in children are used in the evaluation of short stature. Specifically, hGH is used to differentiate low hGH production from other causes of growth failure. Stimulation and suppression tests are often more meaningful than random measurements. | ​Adults (≥20 years) ≤ 10.0 ng/mL Pediatric (< 20 years) ≤ 13.0 ng/mL | Not Available | Available next day | Monday - Friday | P.M. | 0.5 mL serum (3 microtainers), minimum. 1.0 mL serum preferred
445 | HTLVB | HTLV 1 and 2 | Red Top (No Additive) preferred, Lavender (K2EDTA) | Quest Diagnostics |  | 83150 | ​HLTV Antibody | Human T Lymphotropic Virus 1, 2 | ​Sent out to reference laboratory. 0.5 mL refrigerated serum. | Enzyme Immunoassay | ​HTLV-I is associated with adult T-cell lymphoblastic leukemia and B-cell chronic lymphocytic leukemia. HTLV-II is less common and is associated with neoplasia of the CD8 T lymphocytes. Blood donor screening began in 1998. Western blot is used for confirmation of Antibody testing. | ​Nonreactive An additional supplemental test is necessary to interpret repeatedly reactive specimens. A Western immunoblot is available for use as an in vitro test for research applications for the detection of antibodies to HTLV-I and HTLV-II. | Not Available | 4 - 7 days | Monday - Friday |  | 1mL (2 microtainers)
444 | HVA24H | Homovanillic Acid, 24-Hour U | 24 hr Urine Container, collected with 25 mL 6N HCL to maintain pH below 3.0 (urine without preservative is acceptable if pH is below 6 and sample is shipped frozen) | Quest Diagnostics |  | 83150 | ​HVA, 24 hr Urine | Homovanillic Acid (HVA) 24 hr Ur | ​Sent to reference laboratory. 10.0 mL refrigerated urine. Urine without preservative is acceptable if pH is below 6 and the sample is shipped frozen. It is preferable for the patient to be off medications for three days prior to collection. However, common antihypertensives (diuretics, ACE inhibitors, calcium channel blockers, alpha and beta blockers) cause minimal or no interference. Patient should avoid alcohol, coffee, tea, tobacco and strenuous exercise prior to collection. | High Performance Liquid Chromatography | ​Homovanillic acid (HVA, 4-hydroxy-3-methoxyphenylacetic acid) has been identified as the principal urinary metabolite of dopa and dopamine. HVA is excreted in free form in relatively large amounts, and is frequently measured to support a diagnosis of neuroblastoma and malignant pheochromocytoma. HVA has been used to monitor chronic lead exposure and response to medication, during the treatment of Parkinson's disease. | ​(YEARS) mg/24 h 3-8 0 .5 - 6.7 9-12 1.1 - 6.8 13-17 1.4 - 7.2 Adults 1.6 - 7.5 | Not Available | Report available next day | Tuesday, Thursday | Morning | 5.0 mL aliquot of 24 hr. urine collection, minimum. 10.0 mL aliquot preferred
443 | HCYST | Homocysteine | Green (Li Heparin)-Preferred, Red Top (no additive), Gold Top (SST), Lavender Top (K2 EDTA). Collected on ice | Chemistry TGH Laboratory | Blood | 83090 | ​​ | Homocysteine Blood | ​ALL SPECIMENS MUST BE COLLECTED ON ICE. Transport specimens either frozen or in a bag of ice. Refrigerated and room temperature specimens are not acceptable.Add-ons are not acceptable. | Chemiluminescence | ​An elevated concentration of Homocysteine is an independent risk factor for cardiovascular disease. | ​5.1 – 15.4 umol/ L | 2 hours | 4 hours | 7 days a week | 24 hrs | 1.5 mL
442 | HLAB27 | HLA-B27 Antigen | Whole Blood collected in sodium heparin (Green Top Tube) preferred Yellow top (ACD A or B) or Lavender Top (EDTA) acceptable alternate specimen | Quest Diagnostics |  | 86812 | ​HLAB27 | Human Leukocyte (HLA) B27 | ​Sent to reference laboratory. 1 mL room temp Whole Blood. Do not freeze! | Flow Cytometry | ​HLA-B27 is found in 90% of patients with ankylosing spondylitis and 80% in Reiter's disease. Ankylosing spondylitis affects 1 in 1000 Caucasians. Ankylosing spondylitis is 10 times more common among individuals with HLA-B27 compared to individuals without this antigen. | ​Negative | Not Available | Report available next day | Monday - Saturday | AM, PM | 1.0 mL Whole Blood, minimum. 5.0 mL Whole Blood preferred
441 | HIV | HIV-1, 2 Antibody Screen with Reflex to | Red Top (No Additive) preferred, Green Top (Lithium Heparin), Lavender Top (K2 EDTA) | Immunology TGH Laboratory |  | 86703 | ​HIV Antibody | Human Immunodef Virus (HIV1, 2) | ​Screening test for the presence of IgG Antibody to HIV I AND HIV 2. All positives are automatically repeated and confirmed by Western Blot. Results will not be given over the telephone to unauthorized personnel. ONLY authorized physicians may obtain a verbal result. Add on specimens accepted within 7 days. | Chemiluminescence | ​HIV-1 is the virus that causes Acquired Immunodeficiency Syndrome (AIDS). Western blot with a EIA-positivity has combined specificity of greater than 99.9%. Western blot results may be indeterminate with early HIV-1 infection and in patients with autoimmune disease and women who are pregnant. | ​Non-Reactive | Not Available | Within 24 hrs. | 7 days a week | A.M. | 2 mL (4 microtainers)
440 | HIVQNT | HIV viral load, RNA Quantitative | Lavender Top (K2 EDTA) | Esoteric TGH Laboratory |  | 87536 | ​​HIV-1 RNA Quantitative PCR | Human Immunodeficiency (HIV) RNA Quant | ​Sample must be spun and plasma preferred frozen with 6 hours of collection, but may be frozen up to 24 hours after collection. Minimum 1.0 mL plasma. | Quantitative Real Time Polymerase Chain Reaction | ​Measurement of HIV-1 plasma levels (viral load) provides a direct assessment of viremia and should be used in conjunction with CD4+ T-cell counts. HIV-1 RNA, quantitation is useful in patients to assess prognosis, monitor progression of HIV-1 infection, determine when to initiate therapy, and monitor the effectiveness of antiretroviral therapy. |  | Not Available | Within 72 hrs. | 3 days a week (M-W-F) | P.M. | 5 mL
439 | HIVPCR | HIV Proviral DNA Qualitative PCR | Lavender Top (K2 EDTA) | Esoteric TGH Laboratory |  | 87535 | ​HIV-1 DNA, Qualitative PCR | Human Immunodef (HIV) Qual PCR |  | Real-Time Polymerase Chain Reaction | ​HIV-1 DNA real-time PCR is a sensitive method for detection of pro-viral DNA. It has been used in the management of perinatal HIV infection. HIV-1 RNA has recently been confirmed equally as sensitive and specific for this purpose. | ​Not Detected | Not Available | Within 72 hrs. | 5 days a week (M-F). Not performed on holidays | A.M. | 1mL (2 microtainers)
438 | HIVGP | HIV Genotype/Phenotype | Large Lavender Top (K2 EDTA) Transfer plasma to sterile screw-capped vial(s), freeze, and ship frozen | Quest Diagnostics |  | 87900, 87901 |  | Not orderable - Call Lab | ​Transport frozen. This test can only be reliably performed on specimens with a viral load of at least 2,000 copies/mL Separate plasma from cells within 6 hours of collection, freeze and ship frozen. Plasma frozen in PPT plasma preparation tube(s) in situ is unacceptable. | Polymerase Chain Reaction | ​Select antiretroviral drug regimen for treating HIV-1 patients by assessing reverse transcriptase and protease inhibitor resistance, together with CCR5 antagonist eligibility. | ​ See mailed report | Not Available | 7 days | Monday - Friday | Evening | 4.0 mL frozen plasma (collected in EDTA) required volume. Heparin tube is unacceptable.
437 | HIVS | HIV Antibody Stat Screen | Red Top (No Additive); Green Top (Lithium Heparin) | Chemistry TGH Laboratory |  | 86701 |  | Available to L&D and Employee Health Only | ​Add on specimens accepted within 7 days. | Chemiluminescence |  | ​Negative | 1 hr. | 1 hr. | 7 days a week | 24 hrs | 2 mL (4 microtainers)
436 | HITABP | HIT AB with reflex to SRA | Red Top (No Additive) | Esoteric TGH Laboratory |  | 86022 | ​Heparin Induced Antibodies; PF4 | HIT AB with reflex to SRA | ​Frozen serum preferred specimen. Citrate plasma also acceptable. | ELISA | ​Helpful in the Diagnosis of heparin-induced thrombocytopenia. A positive result is indicative of the presence of heparin-induced antibodies; however, false positives may occur due to the presence of immune complexes or other immunoglobulin aggregates. A negative result suggests the absence of heparin-induced antibodies; low titer, low avidity antibodies may not be detected. Other clinical and laboratory findings should be used in conjunction with this test result prior to diagnosing heparin-induced thrombocytopenia. Detects Platelet Factor 4 IgG Antibodies. | ​NEGATIVE | Not Available | Within 24 hrs. | 7 days a week |  | 1 mL (2 microtainers)
435 | HISTAG | Histoplasma Antigen | Sterile, leak proof container for Urine, CSF, or bronchial lavage . Alternate specimen: (serum or plasma) Lavender Top, Light Blue top (sodium citrate), green Top (Sodium heparin), SST (serum), CSF, or Bronchial Lavage | Mira Vista Diagnostics |  | 87385 |  | Histoplasma Antigen | ​Sent to reference laboratory. Refrigerated urine (room temperature ok for transport) Acceptable samples: urine, serum, EDTA plasma, CSF, BALF, or other sterile body fluid. Serum and plasma specimens should be separated from the clot. Indicate specimen type. | Enzyme Immunoassay |  | ​Accompanies report | Not Available | Report available: 6 days | Monday - Friday | A.M. | 0.5 mL Urine. 1.2 ml Serum. 0.5 ml BAL. 1.2 ml plasma
434 | AHA | Histone Antibodies | Red Top (No Additive) | Quest Diagnostics |  | 83516 | ​Anti Histone Ab | Histone Antibody | ​Sent to reference laboratory. 0.3 mL refrigerated serum. OVERNIGHT FASTING PREFERRED | Enzyme Immunoassay | ​Histone Antibody is present in 80-95% of patients with drug-induced systemic lupus erythematosus (SLE), 20-50% of patients with idiopathic SLE, and infrequently in patients with other autoimmune connective tissue diseases. | ​Histone Ab Units <1.0 Negative 1.0-1.5 Weak Positive 1.6-2.5 Moderate Positive >2.5 Strong Positive | Not Available | 4 - 7 days | Monday, Wednesday, Friday | A.M. | 2 mL (4 microtainers)
433 | HISREB | Histamine Release (Chronic Urticaria) | Red Top (No Gel) | Quest Diagnostics Nichols Inst San Juan Capistrano |  | 86343 | ​Anti-IgE Receptor, Chronic Urticaria (CU), FCER1, FE Epsilon Receptor Antibody | Histamine Release | ​Sent to reference laboratory. Patients taking calcineurin inhibitors should stop their medication for 72 hours prior to draw. 1.5 mL refrigerated serum preferred. Transport at Room Temperature. | Cell Culture (CC), Immunoassay (IA) | ​Chronic Urticaria (CU) is a common skin disorder affecting 1 to 6% of the general population. It is characterized by repeated occurrence of short-lived cutaneous wheals accompanied by redness and itching. Autoimmune uticaria is defined by the presence of a functional IgG antibody to high-affinity IgE receptor (Fc epsilon RI alpha) or IgE. These antibodies trigger mast cell and basophil degranulation by the engagement of Fc epsilon receptor. Functional IgG antibody to the receptor has been identified in approximately 30-40% of patients with CU, and anti IgE antibody has been identified in another 5%-10%. | ​<16% | Not Available | 3 days | Tuesday and Thursday | A.M. | 1.0 mL (2 microtainers)
432 | HIAA24 | HIAA (5-Hydroxyindoleacetic Acid), 24-Hour Urine | 24 hr Urine Collection | Quest Diagnostics |  | 83497, 82570 | ​5 HIAA, 24 hr urine | Hydroxyindole AA (5HIAA) 24 HR UR | ​Sent to reference laboratory. 5.0 mL refrigerated urine. Collect 24-hour urine with 25 mL of 6N HCl, or 15g Boric Acid, or 25 mL 50% Acetic Acid to maintain a pH below 3. Patient should avoid food high in indoles, avocado, banana, tomato, plum, walnut, pineapple and eggplant. Patient should also avoid tobacco, tea and coffee three days prior to collection. Urine without preservative is acceptable if pH is below 6 and the sample is shipped frozen. | High Performance Liquid Chromatography | ​5-HIAA is the end product of serotonin (5-hydroxytryptophan) and tryptophan metabolism. Patients with carcinoid tumors of the midgut, e.g., ileum, produce high concentrations of 5-HIAA. Patients with carcinoid tumors of the foregut and hindgut may produce little or no 5-HIAA or do so intermittently. | ​2-10 YRS: 8.0 OR LESS >10 YRS: 6.0 OR LESS | Not Available | Report available next day | Monday - Friday | A.M. | 5.0 mL Urine (minimum aliquot) from 24 hr. collection. 10.0 mL Urine aliquot, preferred.
431 | PHH | Hgb & HCT, Pulmonary | Green Top (Sodium Heparin) | Respiratory TGH Laboratory |  | 85014 |  | Neonate Pulmonary HGB, HCT | ​Available in NICU Only Send specimens to tube station #43. |  |  | ​Hematocrit (M): 37.0-55.0 % Newborn to 11years Hematocrit (F) 37.00-55.0 % Newborn to 11 Years Hb: 14.1-18.1 g/dL | 10 min. | 45 min. | 7 days a week | 24 hrs | 0.5 mL
430 | HV6DNA | Herpes Virus 6 DNA, Qualitative Real-Time PCR | Serum: Sterile tube with no anticoagulant: SST recommended. Clot at room temperature and separate from cells within 2 hours of collection. Whole blood: EDTA (lavender top) or ACD (yellow top) Plasma: Collect blood in sterile EDTA or ACD as anticoagulant or in Plasma Preparation Tube (PPT). Clot at room temperature and separate from cells within 2 hours of collection. Note: if blood is collected in a PPT tube, and centrifuged within 2 hours, the plasma does not need to be separated into an aliquot tube. CSF: collect in sterile leak-proof container | Quest Diagnostics |  | 87532 |  | Herpes Human Virus 6 DNA PCR | ​Sent to reference laboratory. 1.0 mL of frozen serum, plasma or CSF. Refrigeration (cold packs) acceptable for transport. Do not freeze whole blood! Send whole blood refrigerated (cold packs) only. | Polymerase Chain Reaction | ​This test is used to determine the presence of HHV-6 DNA in patients' specimens. Organisms may be detected by PCR prior to detection by immunological methods. PCR provides more rapid results than other methods, including culture. | ​Not Detected | Not Available | Report available: next day | Daily | Mornings | 0.3 mL serum, minimum. 1.0 mL serum, preferred
429 | HHV6B | Herpes Virus 6 Antibody Panel | Red Top (No Additive, no gel), preferred SST tube is acceptable alternate collection | Focus Diagnostics |  | 86790 (x2) | ​HHV6 IgG and IgM | Herpes Virus 6 Antibody Panel | ​Sent to reference laboratory. 0.5 mL refrigerated serum. | Immunofluorescence Assay | ​HHV-6 is a distinct herpes virus that typically causes a self-limiting illness in patients who are not immunocompromised. In some patients, especially if immunocompromised, HHV-6 can cause febrile convulsions in infants, encephalitis, infectious mononucleosis-like symptoms, and hepatitis. | ​Accompanies report | Not Available | Report available: 4 days | Monday - Friday | A.M. | 0.1 mL serum, minimum (collected in Red Top Tube, preferred) (SST tube is acceptable).
428 | HSPCRB (Blood samples), HSPCRN (Non-blood samples) | Herpes Simplex - PCR | See special instructions | Esoteric TGH Laboratory |  | 87529 | ​Herpes Simplex Virus, Type 1 & 2 DNA, P | Herpes Simplex (HSV) by PCR | ​Sterile, Screw Top Container or Lavender top (EDTA) Sterile Swab in Universal Transport media for lesions. | Real Time PCR | ​DNA testing is analytically more sensitive than culture, especially in patients with encephalitis or meningitis. DNA testing may be useful in diagnosis of infection in neonates. Neonates who have been exposed to HSV can develop disseminated infection and encephalitis. Encephalitis is usually due to HSV I, whereas meningitis is usually due to HSV II. DNA testing provides reliable means to define the Type. | ​Negative for the Presence of HSV 1, 2 DNA | Not Available | 48 hrs. | 7 days a week | P.M. | 0.25 mL CSF or other fluid, 3mL Lavender Top, 1 pedi Lavender Top for infants (prefer 2)
427 | HSVMF | Herpes IgM Antibody Fluid, (CSF) | Sterile, Leak proof, Screw Top Container | Immunology TGH Laboratory |  | 86694 |  | Herpes Simplex (HSV) IgM Ab CSF | ​Test is for fluid specimens ONLY to be tested for Herpes simplex virus types 1 & 2 (HSV) IgM antibodies. All requests on CSF must be accompanied by a request for HSV-G on serum. | Enzyme Linked Immunosorbent Immunoassay | ​Classic HSV 1 infections cause herpetic gingostomatitis, conjunctivitis, keratitis, and sporadic encephalitis. | ​Negative | Not Available | 3 - 5 days | Monday - Friday | A.M. | 0.5 mL CSF
426 | HSVM | Herpes Simplex Virus 1/2 Anibody (IgM), IFA with reflex to Titer, Serum | Red Top (No Additive) | Quest Diagnostics Nichols Institute | Serum - Blood | 86695, 86696 | ​​Herpes Simplex Virus Serum, Herpes 1/2 IgM, Serum | Herpes Simplex (HSV) IgM Ab Blood | ​Sent out to a reference lab. Gross hemolysis,lipemia and cord blood will be rejected. Transport at room temperature. | Immunofluorescence Assay (IFA) | HSV IgM is detectable in serum from >90% of patients with primary HSV infection; however, HSV IgM is also found in 30% of patients with reactived HSV. If HSV 1 IgM screen is positive; HSV 1 IgM titer will be perfomed at an additional charge. If HSV 2 IgM screen is positive, HSV 2 IgM Titer will be performed at an additional charge. | ​Negative | Not Available | 3 days | Monday - Saturday | A.M. | 0.3 mL serum (2 microtainers); 1 mL serum preferred.
425 | HSV1F | Herpes IgG Antibody, Fluid (CSF) | Sterile, Leak proof, Screw Top Container | Immunology TGH Laboratory |  | 86694 |  | Herpes Simplex (HSV) IgG Ab CSF | ​Test is for fluid specimens ONLY to be tested for Herpes (HSV) IgG antibodies. All requests on CSF must be accompanied by a request for HSV-G on serum. This test is not a culture. | Enzyme Linked Immunosorbent Immunoassay | ​Classic HSV 1 infections cause herpetic gingostomatitis, conjunctivitis, keratitis, and sporadic encephalitis. | ​Negative | Not Available | Within 72 hrs. | Monday - Friday | A.M. | 0.5 mL CSF
424 | HSV1 | Herpes Simplex IgG | Red Top (No Additive) | Immunology TGH Laboratory |  | 87252 |  | Herpes Simplex (HSV) IgG Ab Blood | ​Tests for the presence of the IgG antibody to Herpes simplex types 1 and 2. Also see "TORCH-IgG Antibody Panel". This test is not a culture. | Enzyme Linked Immunosorbent Immunoassay | ​Classic HSV 1 infections cause herpetic gingostomatitis, conjunctivitis, keratitis, and sporadic encephalitis. | ​Negative | Not Available | Within 72 hrs. | Monday - Friday | A.M. | 1 mL (2 microtainers)
423 | HHFE | Hereditary Hemochromatosis DNA Mutation | Lavender Top (EDTA), Whole Blood, preferred specimen Dark/Royal Blue Top, Green Top (sodium heparin), Yellow Top (ACD-B), acceptable (Whole Blood) | Quest Diagnostics |  | 83891, 83892 (x2), 83900, 83909, 83912 |  | Hemochromatosis DNA | ​Sent to reference laboratory. 5.0 mL room temperature whole blood. DO NOT FREEZE! Refrigeration acceptable. | Polymerase Chain Reaction | ​Hereditary Hemochromatosis is an autosomal recessive disease that results in an abnormal build-up of iron in the body. The C28Y and H63D are among the most common mutations in patients with hereditary emochromatosis. Penetrance of the mutations (phenotypic disease), including by individuals with compound heterozygous mutations, is variable. | ​HEREDITARY HEMOCHROMATOSIS DNA Mutation Analysis Hereditary hemochromatosis (HH) is an autosomal-recessive disorder of iron metabolism that results in iron overload and organ failure in some cases. It is one of the most common genet ic disorders in individuals of European-Caucasian ancestry, with an incidence of about 1/200 to 1/500, and an estimated carrier frequency of 10%. Approximately 60-90% of HH cases are homozygous for one mutation in the HFE gene, C282Y, which results in a cysteine to tyrosine substitution at amino acid position 282 (due to a G to A transition at nucleotide position 845). A second mutation, H63D, results in a histidine to aspartate substitution at amino acid position 63 (due to a C to G transversion at nucleotide position 187. H63D is viewed by some as a polymorphism rather than a mutation due to its prevalence in the population since about 15% of the population carry the variant. However, approximately 3-5% of individuals affected with HH are compound heterozygotes for C282Y and H63D and about 1% of patients are H63D homozygotes, which suggests that H63D may be causative in the development of the disorder at a reduced enetrance. | Not Available | Report available: 7 days | Tuesday, Thursday, Saturday | A.M. | 3 mL Whole Blood, minimum. 5 mL Whole Blood, preferred
422 | AHP | Hepatitis Panel Acute | Red Top (No Additive) | Immunology TGH Laboratory |  | 80074 | ​Hepatitis A, B, C Panel | Hepatitis Panel | ​Includes: Hepatitis B Surface Antigen, Hepatitis B Core IgM, Hepatitis A IgM and Hepatitis C. | Chemiluminescence | ​See individual assays hepatitis B Surface Antigen, Hepatitis B Core IgM, Hepatitis A IgM and Hepatitis C. | ​Non-Reactive for all tests | Not Available | Within 24 hrs. | 7 days a week | A.M. | 4 mL (8 microtainers)
421 | HEPEBS | Hepatitis E Antibodies (IgG, IgM) [15085X] | Red Top (No Gel) | Quest Diagnostics Infectious Disease, Inc |  | 86790 x2 | ​Hepatitis E Antibodies | Hepatitis E Antibodies (IgG, IgM) | ​Sent to reference laboratory. 1 mL serum preferred. Transport at Room Temperature. Stable for 7 days. | ELISA | ​Hepatitis E virus (HEV) is the major etiologic agent of enterically transmitted non-A, non-B hepatitis worldwide and has a high case-fatality rate in pregnant women. Both IgM and IgG antibody to HEV (anti-HEV) are produced following infection. The titer of IgM anti-HEV declines rapidly during early convalescence; IgG anti-HEV persists and appears to provide at least short-term protection against disease. | ​Not detected. | Not Available | 2 - 5 days | Tuesday, Friday | A.M. | 0.2 mL (2 microtainers)
420 | HEPDAB | Hepatitis D Antibody | Red Top (No Additive) | Focus Diagnostics |  | 86692 | ​Hepatitis Delta Antibody | Hepatitis D Antibody | ​Sent to reference laboratory. 0.5 mL refrigerated serum. 14592 | Enzyme Immunoassay | ​Hepatitis D virus (HDV) infection occurs in association with HBV infection. A positive result for HDV total antibody may indicate either acute or chronic HDV infection. | ​Non-Reactive | Not Available | 4 - 7 days | Monday, Thursday | A.M. | 1mL (2 microtainers)
419 | HCVRQT | Hepatitis C Virus RNA Quant | Lavender Top (K2 EDTA) | Esoteric TGH Laboratory | Blood | 87522 | ​​HCV Viral Load | Hepatitis C (HCV) Quantitative | ​Sample must be spun and 1.0 mL plasma frozen within 6 hours of collection. Specimens frozen between 6-12 hours post-collection should have comment added with how many hours post collection specimen was frozen. Any specimen not frozen within 12 hours will need to be recollected. | Real Time PCR | ​Quantitative RNA by Real-Time PCR is useful in confirming HCV infection assessing prognosis (prior to the initiation of therapy), prescribing individualized therapy, predicting response to therapy, and monitoring response to therapy. |  | Not Available | 4 - 7 days | 1day a week | P.M. | 3 mL EDTA blood
418 | HCVGEN | Hepatitis C Genotype | Lavender Top (K2 EDTA) preferred, Red Top (No Additive, no gel), Yellow Top (ACD-B), acceptable | Quest Diagnostics |  | 87902 |  | Hepatitis C (HCV) Genotype | ​Sent to Reference laboratory. 2.0 mL frozen plasma (or serum). Transport FROZEN | RT-PCR, Line Probe Assay | ​Hepatitis C genotype is a predictor of response to interferon alfa-2b (non-typed are better responders) and to combination therapy with interferon and ribavirin. | ​Accompanies Report | Not Available | 4- 7 days | Monday - Friday | A.M. | 2.0 mL plasma or serum
416 | HCVB | Hepatitis C Antibody | Red Top (No Additive) preferred, Green Top (Lithium Heparin), Lavender | Immunology TGH Laboratory |  | 86803 | ​HCVab | Hepatitis C Antibody | ​Add on specimens accepted within 7 days. | Chemiluminescence | ​The presence of HCV Antibody indicates exposure to HCV. HCV Antibody may not be detectable in some patients for up to 6 months after infection. A positive result suggests infection; it does not imply immunity. Confirmation with HCV viral load may be appropriate. | ​Non-Reactive | Not Available | Within 24 hrs. | 7 days a week | A.M. | 1 mL (2 microtainers)
415 | HCVRQL | Hepatitis C Virus RNA PCR Qualitative | Lavender Top (K2 EDTA) | Esoteric TGH Laboratory |  | 87521 |  | Hepatitis C (HCV) Qualitative | ​Sample must be spun and plasma (1.0 mL) frozen with 6 hours of collection. | Real Time PCR | ​This test is useful in diagnosing HCV infection prior to seroconversion, distinguishing active from resolved infection, and diagnosing chronic hepatitis carriers who are HCV Antibody negative. |  | Not Available | 4-7 days | 1 day a week | A.M. | 3.0 mL EDTA blood
414 | HBVQNT | Hepatitis B Virus PCR, Quantitative | Lavender Top (EDTA) preferred Red Top (No Additive, no gel, no SST), White Top (PPT potassium EDTA), acceptable. | TGH Esoteric Department |  | 87517 |  | Hepatitis B DNA Quantitative | ​Sent to reference laboratory. Within 1 day, sample must be spun (centrifuge at 800 – 1600 x g for 20 minutes at room temperature; may need to use refrigerated centrifuge) and plasma/serum separated from whole blood. Transport frozen plasma or serum. | Real-Time Polymerase Chain Reaction | ​Chronic carriers will persist in producing detectable HBV. Patients with chronic liver disease of unknown origin most commonly have HBV that is detected by Viral DNA testing. Quantitative measurement of HBV Viral DNA may be used to monitor progression of disease. | ​Less than 20 IU/mL Less than 116 copies/mL | Not Available | Report available: next day | Monday - Friday | A.M. | 1.25 mL (x2) plasma (or serum), minimum (recommend collecting 2 tubes to avoid QNS)
413 | HBSAGC | Hepatitis B Surface Antigen Confirmation | Red Top (No Additive), Green Top (Lithium Heparin) | Immunology TGH Laboratory |  | 87341 |  | Not orderable in Precise |  | Chemiluminescence | ​This test is ordered automatically on all positive Hepatitis B Surface Antigens. |  | Not Available | Within 24 hrs. | 7 days a week | A.M. | 1mL (2 microtainers)
412 | HBSATG | Hepatitis B Surface Antigen | Red Top (No Additive), Green Top (Lithium Heparin) | Immunology TGH Laboratory |  | 87340 | ​HBsAg | Hepatitis B Surface Antigen | ​Add on specimens accepted within 48 hours. | Chemiluminescence | ​The prodromal symptoms of acute HBV infection are systemic and variable. Symptoms often diminish with onset of clinical jaundice and disappear with onset of recovery. In the early stage of an acute infection, HBsAg is detected. Levels persist in chronic hepatitis B infection. A neutralization test is performed to confirm non-negative results. | ​Non-reactive | Not Available | Within 24 hrs | 7 days a week | A.M. | 2 mL (4 microtainers)
411 | HBSAQ | Hepatitis B Surface Antibody Quantitation | Red Top (No Additive) , Green Top ( Lithium Heparin) | Immunology TGH Laboratory |  | 86706 |  | Hepatitis B Surface Ab Quant | ​Add on specimens accepted within 7 days. | Chemiluminescence | ​This specialized test is used to assess Hepatitis B Immunoglobulin in pre and post infusion specimens. | ​Following liver transplantation in Hepatitis B surface antigen positive patients, HBV reinfection may be reduced and long-term survival improved by passive immunoprophylaxis with anti-HBs immunoglobulin | Not Available | Within 24 hrs. | 7 days a week | A.M. | 1mL (2 microtainers)
410 | HEPEAG | Hepatitis B e Antigen | Red Top Tube (NO plasma) | Quest Diagnostics |  | 87350 | ​HBeAg | Hepatitis B e Antigen | ​Sent to reference laboratory. 1.0 mL refrigerated serum. 555 | Immunoassay | ​HBeAg indicates active HBV replication. Infectivity is evaluated based on HBeAg and HBsAg. When HBeAg persists much longer than 10 weeks, the patient is likely to develop chronic hepatitis and be a carrier. | ​Non-Reactive | Not Available | 3 - 5 days | Monday - Friday | A.M. | 1.0 mL serum preferred. 0.5 mL serum minimum
409 | HEPEAB | Hepatitis B e Antibody | Red Top (NO gel), or SST Tube | Quest Diagnostics |  | 86707 | ​HBeAb | Hepatitis Be Antibody | ​1.0 mL refrigerated serum/plasma. 556 | Immunoassay | ​HBeAb appears in the early convalescence of HBV infection. With carrier state and chronic hepatitis, HBeAb may not develop. | ​Non-Reactive | Not Available | Next day | Monday - Friday | A.M. | 0.5 mL serum minimum, 1.0 ml preferred
408 | HBCTAB | Hepatitis B Core Total Antibody | Red Top (No Additive), Green Top (Lithium Heparin) | Immunology TGH Laboratory |  | 86704 | ​HBcAb | Hepatitis B Core Ab Total |  | Chemiluminescence | ​Core, Total Antibody, with only rare exceptions, persists for life after HBV infection. HBV vaccination leads to development of HBsAb but not to HBcAb. | ​Non-Reactive | Not Available | Within 24 hrs. | 7 days a week | A.M. | 1mL (2 microtainers)
407 | HBCIGM | Hepatitis B Core Antibody IGM | Red Top (No Additive), Green Top (Lithium Heparin) | Immunology TGH Laboratory |  | 86705 | ​HBcAb IgM | Hepatitis B Core Antibody IGM | ​Add on specimens accepted within 7 days. | Chemiluminescence | ​Hepatitis B Virus is a bloodborne pathogen that can lead to chronic hepatitis and liver failure. Core, Antibody IgM may become positive at the onset of symptoms and persist up to one year; with chronic hepatitis it may persist indefinitely. Core, Antibody IgM may be used with HBsAg to diagnose HBV infection. | ​Non-Reactive | Not Available | Within 24 hrs. | 7 days a week | A.M. | 1mL (2 microtainers)
406 | HBSAB | Hepatitis B Surface Antibody | Red Top (No Additive), Green Top (Lithium Heparin) | Immunology TGH Laboratory |  | 86706 | ​HBsAb | Hepatitis B Antibody Qual | ​Add on specimens accepted within 7 days | Chemiluminescence | ​The prodromal symptoms of acute HBV infection are systemic and variable. Symptoms often diminish with onset of clinical jaundice and disappear with onset of recovery.HBsAb is responsible for immunity. It develops following immunization and resolution of infection. | ​Positive results imply immunity. | Not Available | Within 24 hrs. | 7 days a week | A.M. | 1 mL (2 microtainers)
405 | HAVIGG | Hepatitis A IgG Antibody | Red Top (No Additive) only | Immunology TGH Laboratory |  | 86790 |  | Hepatitis A IgG Antibody | ​Add on specimens accepted within 24 hours. | Chemiluminescence | ​HAV is a self-limiting disease transmitted by the fecal-oral route. This test is useful to assess immunity. | ​Non-Reactive | Not Available | Within 24 hrs. | 7 days a week | A.M. | 1mL (2 microtainers)
404 | HAVIGM | Hepatitis A IgM Antibody | Red Top (No Additive), Green Top (Lithium Heparin) | Immunology TGH Laboratory |  | 86709 | ​HAVIgM | Hepatitis A Antibody IgM | ​Add on specimen accepted within 7 days | Chemiluminescence | ​HAV is a self-limiting disease transmitted by the fecal-oral route. A positive or rising level of HAV HgM result is consistent with acute HAV infection. | ​Non-Reactive | Not Available | Within 24 hrs. | 7 days a week | A.M. | 1mL (2 microtainers)
403 | HFP | Hepatic Function Panel (HFP) | Green (Li Heparin)-Preferred, Red Top (No Additive), Gold Top (SST) | Chemistry TGH Laboratory |  | 80076 | ​Liver Functions; LFT | Liver Function Profile (HFP) | ​Includes SGOT, SGPT, Total Bili, Alk Phos, Albumin, Direct Bili, Total Protein | See individual tests | ​The hepatic function panel is useful as a broad general assessment of hepatic (liver) function. | ​See individual tests | 1 hr. | 4 hrs | 7 days a week | 24 hrs | 1 mL (2 microtainers)
402 | UHSIDB | Hemosiderin Stain, Urine | Sterile, Leak proof, Screw Top Container | Quest Diagnostics Nichols Institute |  | 83070 |  | Hemosiderin Stain Urine | ​Sent to reference lab. 30 mL of first morning urine, preserved with boric acid tablet preferred. Unpreserved fresh urine acceptable. Transport Preserved specimen at Room temperature. Transport Unpreserved specimen Refrigerated (cold packs). | Microscopy | ​Hemosiderin may be seen in anemias caused by red cell destruction. | ​None detected | Not Available | 3 days | Monday - Friday | AM | 20 mL
401 | HGRMT | Hemogram | K2 EDTA, lavender top tube. | Hematology TGH Laboratory |  | 85027 |  | Hemogram | * ​Reasons for specimen rejection include: gross hemolysis, clotted, quantity not sufficient, specimen found to be contaminated with IV fluid. * Add on requests must be completed within 24 hours of collection. * Reflex testing will be performed when indicated as outlined below: * Reticulocyte profile - If HGB < 9.0 AND MCV <78.0 and no previous results in 365 days * Immature platelet fraction – If platelet count <50k/uL and no previous results in 365 days | • Sysmex XN analyzers use electrical impedance and flow cytometry methodology. | ​The complete blood count and white blood cell differential can be used a screening test for various disease states including anemia, leukemia, inflammatory processes. | ​Age/sex dependent see report. Critical values * Hematocrit greater than 70% in babies less than 2 days old. * Hematocrit less than 40% in babies less than 2 days old * Hematocrit less than 20% and NICU patient * Hemoglobin 7.0 gm or Less * Platelet count less than or equal to 30 K/uL | 1 hour | 4 hours | 7 days a week | 24 hours a day | Standard collection tube 1.5mL. BD Map microtainer collection tube 0.5mL
400 | FHGB | Hemoglobin, Free | Green Top (Lithium Heparin) | Chemistry TGH Laboratory |  | 83051 |  | Hemoglobin Free | ​Add on specimens accepted within 48 hours. | Photometry | ​Plasma Hemoglobin in useful in patients to assess intravascular hemolysis. Intravascular hemolysis may be due to mechanical trauma, e.g., cardiopulmonary bypass, or secondary to a medical condition, e.g., malaria, paroxysmal nocturnal hemoglobinuria, and ABO incompatible transfusions. | ​< 30 mg/dL | 1 hr. | 4 hrs | 7 days a week | 24 hrs | 0.5 mL (1 microtainer)
399 | HGBE | Hemoglobin Electrophoresis | Lavender Top (K2 EDTA) | Chemistry TGH Laboratory |  | 83020 |  | Hemoglobin Electrophoresis | ​Add on specimens accepted within 7 days. | Electrophoresis | ​Hemoglobin electrophoresis is a blood test that can detect different types of hemoglobin. It uses the principles of gel electrophoresis to separate out the various types of hemoglobin. The test can detect abnormal levels of HbS, the form associated with sickle-cell disease, as well as other abnormal hemoglobin-related blood disorders, such as hemoglobin C. It can also be used to determine whether there is a deficiency of any normal form of hemoglobin, as in the group of diseases known as thalassemia. |  | Not Available | Within 72 hrs. | Monday - Friday | A.M. | 1 mL (2 microtainers)
398 | HGBA1C | Hemoglobin A1c | Lavender Top (K2 EDTA) | Chemistry TGH Laboratory |  | 83036 | ​Glycohemoglobin | Hemoglobin A1c | ​Add on specimens accepted within 7 days. | Ion Exchange High Performance Liquid | ​To assist with control of blood glucose levels, the American Diabetes Association (ADA) has recommended glycated hemoglobin testing (HbA1c) twice a year for patients with stable glycemia, and quarterly for patients with poor glucose control. Interpretive ranges are based on ADA guidelines. | ​4.8 - 6.0 % | Not Available | 7 days a week | 4 hrs | 24 hrs | 1 mL (2 microtainers)
397 | HGBHCT | Hemoglobin and Hematocrit | K2 EDTA, lavender top tube. | Hematology TGH Laboratory |  | 85014, 85018 | ​N/A | Hemoglobin and Hematocrit blood | ​Reasons for specimen rejection include: gross hemolysis, clotted, quantity not sufficient, specimen found to be contaminated with IV fluid. | Sysmex XN analyzers use electrical impedance and flow cytometry methodology. | ​Used for determining anemia blood loss and polycythemia | ​Age/sex dependent see report. Critical values * Hemoglobin 7.0 gm or Less * Hematocrit greater than 70% in babies less than 2 days old. * Hematocrit less than 40% in babies less than 2 days old * Hematocrit less than 20% and NICU patient | 1 hour | 4 hours | 7 days a week | 24 hours a day | •Standard collection tube 1.5mL. • BD Map microtainer collection tube 0.5mL
396 | HGB | Hemoglobin | K2 EDTA, lavender top tube. | Hematology TGH Laboratory |  | 85018 |  | Hemoglobin | ​Reasons for specimen rejection include: gross hemolysis, clotted, quantity not sufficient, specimen found to be contaminated with IV fluid. Add on requests must be completed within 24 hours of collection | • Sysmex XN analyzers use electrical impedance and flow cytometry methodology. | ​Used to evaluate anemia, blood loss and polycythemia. | ​Age/sex dependent see report. Critical values * Hemoglobin 7.0 gm or Less | 1 hour | 4 hours | 7 days a week | 24 hours a day | •Standard collection tube 1.5mL. • BD Map microtainer collection tube 0.5mL
395 | HCT | Hematocrit | K2 EDTA, lavender top tube. | Hematology TGH Laboratory |  | 85014 | ​N/A | Hematocrit | ​Reasons for specimen rejection include: gross hemolysis, clotted, quantity not sufficient, specimen found to be contaminated with IV fluid. | Sysmex XN analyzers use electrical impedance and flow cytometry methodology. | ​Used for determining anemia blood loss and polycythemia | ​Age/sex dependent see report. * Hematocrit greater than 70% in babies less than 2 days old. * Hematocrit less than 40% in babies less than 2 days old * Hematocrit less than 20% and NICU patient | 1 hour | 4 hours | 7 days a week | 24 hours a day | • Standard collection tube 1.5mL • BD Map microtainer collection tube 0.5mL
394 | HELT | Helicobacter Pylori Antigen Test | Sterile, Leak proof, Screw Top Container | Microbiology TGH Laboratory |  | 87338 | ​H. pylori Antigen | Helicobacter Pylori Antigen | ​The specimen should be transported in an airtight container and stored at 2-8 degrees C until tested. If testing cannot be performed within 24 hrs, specimens should be stored frozen (less than or equal to -20 degrees C) until tested. Stool in transport media, on swabs, or mixed with preservatives is not appropriate for testing. Submitting less than 100ul of stool may cause a false negative test. | Rapid lateral flow immunoassay | ​Helicobacter pylori is now recognized as one of the most common and medically important pathogens worldwide.It has been firmly established as an etiologic agent in chronic gastritis, peptic ulcer disease, mucosa-associated lymphoid tissue lymphoma and gastric adenocarcinoma. | ​H. pylori antigens are absent or below the level of detection (negative). | 1 hr. | 8 hrs | 7 days a week | 24 hrs | 2 mL or 2 grams feces
392 | HMUR | Heavy Metals, Urine | Acid Washed Metal Free Container | Quest Diagnostics |  | 83655, 82175, 82750, 83825 | ​Heavy Metals, Random Urine (Arsenic, Lead) | Heavy Metal Urine | ​Sent to reference laboratory. 7.0 mL refrigerated urine. Avoid work-site collection. Avoid seafood consumption for 48 hours before collection. Collect in acid-washed or metal free plastic container. 7507 | Inductively-Coupled Plasma/Mass Spectrometry | ​Excessive exposure to Heavy Metals can cause acute and chronic toxicity. Heavy Metals Panel is intended to evaluate and monitor exposure to heavy metals and evaluate the process of detoxification. | ​Accompanies report | Not Available | Next day | Monday, Wednesday, Friday only | Afternoon | 3.0 mL random Urine, minimum. 7.0 mL random Urine, preferred
391 | HMBL | Heavy Metals, Blood | Royal Blue Top (EDTA) (non-trace element tube) | Quest Diagnostics |  | 82175, 83655, 83825 | ​Heavy Metals, Blood (Arsenic, Lead, and Mercury) | Heavy Metals Screen Blood | ​Sent to reference laboratory. 6 mL refrigerated Whole Blood. Do not freeze! Do not aliquot! To avoid contamination, use powderless gloves. Do not aliquot specimens. Patient should refrain from eating seafood, or taking mineral and herbal supplements for at least 3 days before specimen collection. Carefully clean skin before venipuncture. Avoid work-site collection. 7655 | Inductively Coupled Plasma - Mass Spectrometry | ​Excessive exposure to Heavy Metals can cause acute and chronic toxicity. Heavy Metals Panel is intended to evaluate and monitor exposure to heavy metals and evaluate the process of detoxification. | ​Accompanies report | Not Available | Report available: next day | Monday, Wednesday, Friday | Afternoon | 2.0 mL Whole Blood, minimum. 4.0 mL Whole Blood, preferred
390 | HMU24H | Heavy Metals, 24 Hr. Urine | 24 hr Urine collected in an acid-washed, metal-free, leak proof container | Quest Diagnostics |  | 82175 | ​Heavy Metals, 24 hr Urine (Arsenic, Lead, and Mercury) | Heavy Metals 24 hr Urine | ​Sent to reference laboratory. Patient should refrain from eating seafood, or taking mineral and herbal supplements for at least three days prior to specimen collection. 24-hour urine container-acid washed required for collection. | Inductively-Coupled Plasma/Mass Spectrometry | ​Excessive exposure to Heavy Metals can cause acute and chronic toxicity. Heavy Metals Panel is intended to evaluate and monitor exposure to heavy metals and evaluate the process of detoxification. | ​Accompanies Report | Not Available | 4 - 7 days | Monday, Wednesday, Friday | P.M. | Aliquot of 24 hour collection (10.0 mL minimum urine aliquot)
389 | HCGTM | HCG Quantitative (Tumor Marker) | Green (Li Heparin)-Preferred, Red (No Additive), Gold (SST) | Chemistry TGH Laboratory |  | 84702 |  | Human Chorionic Gon Tumor Marker | ​Add on specimens accepted within 48 hours | Immunochemiluminometric Assay | ​Human Chorionic Gonadotropin (hCG) is a hormone produced by the syncytiotrophoblasts of the placenta. hCG concentrations may also be increased in other conditions including testicular tumors, ovarian germ cell tumors, and gestational trophoblastic disease. | ​Male:< 5 mIU/mL | 2 hrs. | 4 hrs | 7 days a week | 24 hrs | 1mL (2 microtainers)
388 | HCQNT | HCG Quantitative (Beta HCG) | Green (Li Heparin)-Preferred, Red Top (No Additive), Gold Top (SST) | Chemistry TGH Laboratory |  | 84702 | ​Quantitative Beta HCG | Human Chorionic Gon (HCG) Quant | ​Add on specimens accepted within 5 days | Immunochemiluminometric Assay | ​This test is appropriate to detect and monitor pregnancy. An inappropriate increase in the first trimester may suggest the possibility of an ectopic or unhealthy pregnancy. | ​Male <5.0 mIU/mL Non-pregnant Females: <5.0 mIU/mL 1 – 10 Weeks: 200 - >225,000 mIU/mL 11 - 25 Weeks: 22,500 - >225,000 mIU/mL 16 - 22 Weeks: 9,000 – 50,000 mIU/mL 23 - 40 Weeks: 1600 – 49,400 mIU/mL | 2 hrs. | 4 hrs | 7 days a week | 24 hrs | 1mL (2 microtainers)
387 | UBHCGB | HCG Qualitative, Urine | Sterile, Leak proof, Screw Top Container | Urinalysis TGH Laboratory |  | 81025 | ​Pregnancy Test | Human Chorionic Gon (HCG) Urine | ​First morning voided urine is preferred. Dilute urine may yield false negative results. Add on requests accepted up to 24 hr from collection. | Immunoassay | ​This test is appropriate to detect pregnancy. | ​Negative | 1 hr. | 5 hrs. | 7 days a week | 24 hrs | 1-2 mL
386 | HAP | Haptoglobin | Green (Li Heparin)-Preferred, Red Top (No Additive), Gold Top (SST) | Chemistry TGH Laboratory |  | 83010 |  | Haptoglobin | ​Add on specimens accepted within 5 days | Immunoturbidimetric | ​Haptoglobin binds free hemoglobin and acts as an indicator of erythrocyte destruction or hemolysis. With binding of hemoglobin, the haptoglobin complex is destroyed and concentrations are low. Haptoglobin is an acute phase reactant and elevated concentrations are observed with inflammatory diseases. | ​Male 14 – 258 mg/dL Females 35 – 258 mg/dL | 1 hr. | 4 hrs. | 7 days a week | 24 hrs | 0.5 mL (1 microtainer)
385 | GBSPCR | Group B Strep PCR | Culturette | Esoteric TGH Laboratory |  | 87653 |  | Streptococcus Group B PCR | ​ | Real Time PCR |  | ​Not Detected | Not Available | 48 hrs. | 5 days a week (M-F) | A.M. | One swab
384 | GRASO | Gram Stain Ortho | Sterile, Leak proof, Screw Top Container | Microbiology TGH Laboratory |  | 87205 |  | Gram Stain Smear Bone | ​ORTHO PROTOCOL: Specimen must be collected in surgery. Five Bone chips are submitted for routine culture, AFB culture and smear, and Gram Stain. Histology specimen requires formalin. Anaerobic culture must be submitted in an anaerobe port-a-cult tube. | Microscopic Examination | ​The Gram stain is a rapid, preliminary test to identify bacterial infections and to guide initial antibacterial therapy. | ​No Organisms Seen | 1 hr. | 8 hrs. | 7 days a week | 24 hrs | 1 bone chip
383 | GRAS | Gram Stain | Sterile, Leak proof, Screw Top Container or Culturette | Microbiology TGH Laboratory |  | 87205 | ​Fungal Stain; Yeast Stain | Gram Stain Smear | ​Gram stain examinations shall be performed on CSF and other specimens when ordered by the attending physician. In all cases where it is logical to perform a Gram stain (sputum, wound, CSF), and one is not ordered, the technologist will contact the nurse or physician to verify orders. Gram Stains cannot be performed on catheter tips. | Microscopic Examination | ​The Gram stain is a rapid, preliminary test to identify bacterial infections and to guide initial antibacterial therapy. | ​No Organisms Seen | 1 hr. | 8 hrs. | 7 days a week | 24 hrs | 1 swab or 1 mL
382 | GONC | Gonococcal Culture (GC) | Martin-Lewis Agar Plate with BioBag CO2 | Microbiology TGH Laboratory |  | 87081 | ​GC Culture | Gonorrhea Culture | ​Contact Microbiology lab for special media at ext 65720. Transport at room temperature to lab within one hour of collection. DO NOT transport in pneumatic tube system. | Conventional Culture | ​Used to establish the diagnosis of gonorrhea. | ​Negative for N. gonorrhoeae | Not Available | 2 days | 7 days a week | Inoculated at bedside | 1 plate
381 | GADAB | Glutamic Acid Decarboxylase-65 Antibodies | Red Top (No Additive) | Quest Diagnostics |  | 83519 | ​Anti GAD Antibodies | Glutamic Acid Decarbox (GAD) Ab | ​Sent to reference laboratory. 0.2 mL refrigerated serum. | Radio Imunoassay | ​Glutamic Acid Decarboxylase (GAD65) Antibody is useful to diagnose insulin dependent diabetes mellitus (IDDM, Type I diabetes), to assess risk for development of IDDM, to predict onset of IDDM, and risk of development of related endocrine disorders, e.g., thyroiditis. Before clinical onset, Type I diabetes is characterized by lymphocytic infiltration of the islet cells, and by circulating auto antibodies against a variety of islet cell antigens, including GAD-65, IA-2 (a tyrosine phosphatase-like protein), and insulin (IAA). | ​GAD-65 Ab U/mL 1.0 OR LESS | Not Available | 4 - 7 days | Tuesday, Thursday | A.M. | 1 mL (2 microtainers)
380 | GL24H | Glucose, Urine (Timed) | Sterile, Leak proof, Screw Top Container | Chemistry TGH Laboratory |  | 82945 |  | Glucose Urine | ​Collect urine without preservative. Refrigerate during and after collection. Do not include first morning specimen; collect all subsequent voidings. The last sample collected should be the first morning specimen voided the following morning at the same time as the previous mornings first voiding. | Oxygen Sensor |  | ​3.0 - 25.0 mg/24 Hr | Not Available | 24 hrs | 7 days a week | 24 hrs | 24 hr urine
379 | UGLUC | Glucose, Urine | Sterile, Leakproof, Screw Top Container | Chemistry TGH Laboratory |  | 82945 |  | Glucose Urine | ​Test performed only on urine | Oxygen Sensor | ​Glucose measurement in urine is a common test for detection and monitoring diabetes mellitus. |  | 1 hr. | 4 hrs | 7 days a week | 24 hrs | 1 mL Urine
378 | PGLU | Glucose, Pulmonary | Green Top (Lithium Heparin) or ABG Heparinized Syringe | Respiratory TGH Laboratory |  | 82947 |  | Glucose-(Respiratory Care) | ​Send specimens to tube station #43. |  |  | ​85-125 mg/dL | 10 min. | 45 min. | 7 days a week | 24 hrs | 1 mL
377 | FGLUC | Glucose, Fluid | Sterile, Leak proof, Screw Top Container | Chemistry TGH Laboratory |  | 82945 |  | Glucose Fluid |  | Oxygen Sensor | ​Glucose measurement in body fluid may be useful, with other laboratory tests, to evaluate effusions. Decreased concentrations are associated with bacterial infections, inflammation such as rheumatoid arthritis, and occasionally malignancy. | ​No Reference Range | 1 hr. | 4 hrs | 7 days a week | 24 hrs | 0.5 mL
376 | CFGLUC | Glucose, CSF | Sterile, Leakproof, Screw Top Container | Chemistry TGH Laboratory |  | 82945 |  | Glucose CSF |  | Oxygen Sensor | ​Low CSF glucose concentrations suggest meningitis (especially if due to bacteria or tuberculosis), neoplastic involvement. | ​40 - 70 mg/dL | 1 hr. | 4 hrs | 7 days a week | 24 hrs | 0.3 mL CSF
375 | PP2H | Glucose, 2-hour Post Prandial | Red Top (No Additive), Green Top (Li heparin) | Chemistry TGH Laboratory |  | 82950 |  | Glucose 2 hr Postprandial |  | Oxygen Sensor |  |  | 1 hr. | 5 hrs. | 7 days a week | 24 hrs | 0.5 mL (1 microtainer)
374 | GTTP5 | Glucose Tolerance, 5-hour | Gray Top (Sodium Fluoride) preferred or Green Top (Lithium heparin) in hospital | Chemistry TGH Laboratory |  | 82951 |  | Glucose Tolerance 5 hour |  | Oxygen Sensor | The Glucose tolerance test is used in patients with borderline fasting and postprandial glucose values to support or rule out the diagnosis of diabetes mellitus. |  | Not Available | 5 hrs. | 7 days a week | 24 hrs | 0.5 mL (1 microtainer) per draw
373 | GTTP3 | Glucose Tolerance, 3-hour | Gray Top (Sodium Fluoride) preferred or Green Top (Lithium heparin) in hospital | Chemistry TGH Laboratory |  | 82951 |  | Glucose Tolerance 3 hour | ​This test should be done in the morning after an overnight fast between 8 and 14 hours and after at least 3 days of unrestricted diet (150 g carbohydrate or more per day) and unlimited physical activity. If the fasting glucose is abnormal (>126 mg/dL), the loading dose should not be given and the test terminated. Immediately after a fasting specimen is obtained, and resulted have the patient ingest 75g load of glucose (Glucola). The entire dose should be ingested in less than 5 minutes. Draw subsequent specimens at 30 minutes, 1 hour, 2 hour and 3 hour following loading dose. Label each specimen with the specific draw time. | Oxygen Sensor | ​The Glucose tolerance test is used in patients with borderline fasting and postprandial glucose values to support or rule out the diagnosis of diabetes mellitus. |  | Not Available | 5 hrs. | 7 days a week | 24 hrs | 0.5 mL (1 microtainer) per draw
372 | GTTP2 | Glucose Tolerance, 2-hour | Gray Top (Sodium Fluoride) preferred or Green Top (Lithium heparin) in hospital | Chemistry TGH Laboratory |  | 82951 | ​​ | Glucose Tolerance 2 hour | ​This test should be done if the following conditions have been met: -in the morning after an overnight fast between 8 and 14 hours -after at least 3 days of unrestricted diet (150 g carbohydrate or more per day) -unlimited physical activity -If the fasting glucose is abnormal, (>126 mg/dL), the loading dose should not be given and the test should be terminated. Immediately after a fasting specimen is obtained and resulted, have patient ingest 75 g load of glucose (Glucola). The entire dose should be ingested in less than 5 minutes. Draw subsequent specimens at 30 minutes, 1 hour, and 2 hours following loading dose . Label each specimen with the specific draw time. For children, the glucose load is 1.75 grams/kg of ideal body weight up to a maximum of 75 grams. If all samples cannot be obtained, collect the baseline (fasting) sample and any combination of subsequent samples timed at the 30 minute, 1 hour or 2 hour mark, after the Glucola has been administered. | Oxygen Sensor | ​The Glucose tolerance test is used in patients with borderline fasting and postprandial glucose values to support or rule the diagnosis of diabetes mellitus. |  | Not Available | 5 hrs. | 7 days a week | 24 hrs | 0.5 mL (1 microtainer) per draw
371 | GCT | Glucose Challenge | Gray Top (Sodium Fluoride) | Chemistry TGH Laboratory |  | 82950 |  | Glucose Challenge Test | ​Sample drawn 2 hours after a 75 gram loading dose. Patient must be fasting 10-16 hours prior to test. | Oxygen Sensor |  |  | 1 hr. | 5 hrs. | 7 days a week |  | 0.5 mL (1 microtainer)
370 | G6PDL | Glucose 6 Phosphate Dehy (G6PD) | Lavender Top (K2 EDTA) | Quest Diagnostics |  | 82955 | ​Glucose-6-Phosphate Dehydrogenase, Quant | Glucose 6 Phosphate Dehy (G6PD) | ​Sent to reference laboratory. 1.0 mL whole blood collected in EDTA (lavender top), transport refrigerated. 500 | Kinetic | ​G-6-PD is the most common enzyme deficiency in the world. Newborns with G-6-PD may have prolonged and more pronounced neonatal jaundice than other newborns. Older individuals are subject to hemolytic anemia that can be induced by some foods, drugs, and infections. | ​G-6-PD, RBC U/g Hgb 4.6-13.5 | Not Available | 4 - 7 days | Monday - Friday | A.M. | 0.5 mL (1 microtainer) whole blood minimum. 1.0 mL whole blood preferred
369 | GLUC | Glucose | Gray Top (Sodium Fluoride) or Green Top (Li heparin) or Red top (No Additive) | Chemistry TGH Laboratory |  | 82943 |  | Glucose Blood | ​Add on specimens accepted within 5 days. (MUST BE SEPARATED FROM CELLS) | Oxygen Sensor | Diagnosis of diabetes mellitus and evaluation of carbohydrate metabolism. | ​0-29 Days: 50 - 80 mg/dL 29 Days - 2 Years: 60-100 mg/dL 2 Years - Adult: 70 - 110 mg/dL | 1 hr. | 4 hrs. | 7 days a week | 24 hrs | 0.5 mL (1 microtainer)
368 | GLUCAG | Glucagon, Plasma | Lavender Top (EDTA) | Mayo Clinic Laboratories | Blood - Plasma | 82943 | ​​ | Glucagon | ​Sent to reference laboratory. Overnight fasting is required. Pre-chill tube at 4 degrees C before drawing the specimen. After drawing specimen, chill tube in wet ice for 10 minutes. Centrifuge in a refrigerated centrifuge or in chilled centrifuge cup. Immediately after centrifugation, remove plasma, place in a plastic transport vial and freeze 2 mL EDTA plasma. Transport frozen. | Extraction, Immunoassay | Diagnosis and follow-up of glucagonomas and other glucagon-producing tumors. Assessing diabetic patients with problomatic hyper- or hypoglycemic episodes (extremely limited utility). Glucagon is routinely measured along with serum glucose, insulin, and C-peptide levels, during the mixed-meal test employed in the diagnostic workup of suspected postprandial hypoglycemia. However, it plays only a minor role in the interpretation of this test. | ​<=6 hours: 100-650 pg/mL 1-2 days: 70-450 pg/mL 2-4 days: 100-650 pg/mL 4-14 days: decalining gradually to adult levels >14days <=80pg/mL (range based on 95% confidence limits) | Not Available | 2-6 days | Tuesday, Thursday |  | 0.45 mL of plasma (6 microtainers)
367 | GBMAB | Glomerular Basement Membrane Ab. | Red Top (No Additive) | Quest Diagnostics |  | 83520 | ​Glomerular Basement Membrane Antibody (IgG | Glomerular Basement Membrane Ab. | ​Sent to reference laboratory. 1.0 mL refrigerated serum (gross hemolysis in unacceptable). 28732 | Immunoassay (IA) | ​Glomerular Basement Membrane Antibody is present in one fourth of patients with Goodpasture's syndrome. This syndrome consists of glomerulonephritis and pulmonary hemorrhage. | ​<1.0 AI No antibody detected ≥1.0 AI Antibody detected | Not Available | Report available: next day | Monday - Saturday | A.M. | 0.3 mL serum, minimum. 1.0 mL serum, preferred
366 | GLIAAB | Gliadin Ab Panel | Red Top (No Additive) | Quest Diagnostics |  | 83516 X 2 | ​Anti Gliadin Ab | Gliadin Antibody Panel | ​Sent to reference laboratory. 0.5 mL refrigerated serum. Gross hemolysis or gross lipemia is unacceptable. 35022 | Enzyme Immunoassay | Celiac disease is characterized by the presence of Gliadin Antibody. Such patients display a hypersensitivity to gluten (wheat) in their diet. The antibody in undetectable when patients with hypersensitivity are placed on gluten-free diets. Antibody IgA is more specific and IgG is more sensitive to Celiac Disease | ​<20 Units Antibody not detected ≥20 Units Antibody detected | Not Available | Report available: next day | Monday - Friday | A.M. | 0.5 mL serum, minimum required
365 | GIEMB | Giemsa Stain, Smear, Blood and Fluids | Sterile, Screw Top Container or EDTA lavender | Hematology TGH Laboratory |  | 87205 | ​TZANCK Smear | Giemsa Stain (TZANCK) Smear | ​Slides prepared at BEDSIDE. Must specify body site and what is being ruled out. Final report verified after pathology review. | Microscopic examination | ​Tzanck smear is used to establish the presence of herpes infection. | ​None | Not Available | Within 72 hrs. | 7 days a week (M - S) | 24 hrs | 1 mL (2 microtainers)
363 | GIPCR | GI Pathogen | Fresh stool or stool in Cary Blair Transport | Microbiology TGH Laboratory |  | 87507 | ​GI Pathogen PCR Panel |  |  | Multiplex PCR | ​This PCR based multiplex panel is designed to detect 23 pathogens commonly associated with gastrointestinal infection and disease. The panel includes bacterial targets (Salmonella, Shigella, Campylobacter, Vibrio species, Yersinia, Plesiomonas, toxigenic E. coli [EAEC, EIEC, EPEC, ETEC, STEC), protozoal parasites (Cryptosporidium, Giardia, Entamoeba histolytica and Cyclospora cayetanensis) and viral pathogens (Adenovirus 40/41, Astrovirus, Norovirus, Rotavirus and Sapovirus. If C. difficile is suspected it is recommended to order the C. difficile GDH Anti-Toxin w/RFLX (CDTTXA). | ​Not detected for all of the pathogens in the panel |  | 24 hours | 7 days a week | Day shift
362 | GGT | GGT (Gamma Glutamyl Transferase) | Green (Li Heparin)-Preferred, Red Top (No Additive), Gold Top (SST) | Chemistry TGH Laboratory |  | 82977 | ​GGT | Gammaglutamyl Transferase (GGT) | ​Add on specimens accepted within 5 days | Enzymatic rate | ​In liver disease, GGT is a sensitive indicator of biliary tract disease. | ​Males 12 - 64 U/L Females 9 – 36 U/L | 1 hr. | 4 hrs | 7 days a week | 24 hrs | 0.5 mL (1 microtainer)
361 | GDMT | Gestational Diabetes Mellitus Tolerance | Gray Top (Sodium Fluoride) preferred or Green Top (Lithium heparin) in hospital | Chemistry TGH Laboratory |  | 82951 | ​GDM Tolerance | Gestational Diabetes Tolerance | ​Gestational Diabetes Mellitus Tolerance A sample is to be collected fasting and then 1, 2 and 3 hours after a 100 gram loading dose of glucose (Glucola). | Oxygen Sensor | ​Gestational diabetes (or gestational diabetes mellitus, GDM is a condition in which women without previously diagnosed diabetes exhibit high blood glucose levels during pregnancy. |  | 1 hr. | 5 hrs. | 7 days a week | 24 hrs | 0.5 mL (1 microtainer)
360 | GDMS | Gestational Diabetes Mellitus Screen (GDM) | Gray Top (Sodium Fluoride) preferred or Green Top (Lithium heparin) in hospital | Chemistry TGH Laboratory |  | 82950 | ​GDM Screen | Gestational Diabetes Screen | ​Gestational Diabetes Mellitus Screen A sample is to be collected 1 hour after a 50 gram loading dose of glucose(Glucola). | Oxygen Sensor | ​Gestational diabetes (or gestational diabetes mellitus, GDM) is a condition in which women without previously diagnosed diabetes exhibit high blood glucose levels during pregnancy. |  | 1 hr. | 5 hrs. | 7 days a week | 24 hrs | 0.5 mL (1 microtainer)
359 | GENTT | Gentamicin Trough | Green (Li Heparin)-Preferred, Red Top (No Additive), Gold Top (SST) | Chemistry TGH Laboratory |  | 80170 |  | Gentamicin Trough | ​Add on specimens accepted within 5 days | Immunoturbidimetric | ​Gentamicin is cleared by the kidneys and may cause nephrotoxicity and irreversible toxicity. Therapeutic drug monitoring is useful to optimize dose and avoid toxicity. A single specimen is often used to assess peak concentrations. | ​Random: 0 - 10 ug/mL Trough: 0 - 2 ug/mL Peak: 5 - 10 ug/mL | 1 hr. | 4 hrs | 7 days a week | 24 hrs | 0.5 mL (1 microtainer)
358 | GENTP | Gentamicin Peak | Green (Li Heparin)-Preferred, Red Top (No Additive), Gold Top (SST) | Chemistry TGH Laboratory |  | 80170 |  | Gentamicin Peak | ​Add on specimens accepted within 5 days | Immunoturbidimetric | ​Gentamicin is cleared by the kidneys and may cause nephrotoxicity and irreversible toxicity. Therapeutic drug monitoring is useful to optimize dose and avoid toxicity. A single specimen is often used to assess peak concentrations. | ​Random: 0 - 10 ug/mL Trough: 0 - 2 ug/mLPeak: 5 - 10 ug/mL | 1 hr. | 4 hrs | 7 days a week | 24 hrs | 0.5 mL (1 microtainer)
357 | GENTR | Gentamicin | Green (Li Heparin)-Preferred, Red Top (No Additive), Gold Top (SST) | Chemistry TGH Laboratory |  | 80170 |  | Gentamicin Random | ​Add on specimens accepted within 5 days | Immunoturbidimetric | ​Gentamicin is cleared by the kidneys and may cause nephrotoxicity and irreversible toxicity. Therapeutic drug monitoring is useful to optimize dose and avoid toxicity. A single specimen is often used to assess peak concentrations. | ​Random: 0 - 10 ug/mLTrough: 0 - 2 ug/mL Peak: 5 - 10 ug/mL | 2 hrs. | 4 hrs | 7 days a week | 24 hrs | 0.5 mL (1 microtainer)
356 | GENC | Genital Culture | Culturette | Microbiology TGH Laboratory |  | 87070 |  | Culture Genital | ​A routine genital culture cannot be used to rule out gonorrhea. To culture for gonococcus only, order "Gonorrhea culture". See "Strept, Group B Culture" to rule out Gp B Strept. See "Wound Culture" for specimen types: uterine; fallopian; ovarian; placenta; genital abscess sites. | Conventional Culture |  | ​Urogenital flora | Not Available | 2 days | 7 days a week | 24 hrs | 1 culturette
355 | LCRGCB | GC by Nucleic Acid Amplification | Probetec Transport Swab or Urine | Esoteric TGH Laboratory |  | 87591 |  | Gonorrhea (GC) by LCR | ​Collection swabs available in laboratory: Pink swab - female; Blue swab – male use first stream urine for optimal sensitivity. | Nucleic Acid Amplification | ​Neisseria Gonorrhoeae (Gonococci) is the causative agent of gonorrhoeae. In men, this disease generally results in anterior urethritis accompanied by purulent exudate. In women, the disease is most often found in the cervix, but the vagina and uterus may also be infected. | ​N. gonorrhoeae DNA, SDA NOT DETECTED | Not Available | 48 hrs | 5 days a week (M-F). Not performed on holidays | A.M. | 15 mL Urine
354 | GAS | Gastrin | Red Top (No Additive) | Quest Diagnostics |  | 82941 |  | Gastrin | ​Sent to reference laboratory. 0.5 mL frozen serum. Freeze immediately. Overnight fasting is required, preferably 12 hours or more. | Immunoassay | ​Gastrin is a gastrointestinal hormone that stimulates release of gastric acid, pepsin, and intrinsic factor. Gastrin concentrations are increased with pernicious anemia and dramatically increased with Zollinger-Ellison syndrome. | ​Adults, Males and Females 100 pg/mL or less Pediatrics 5-17 years____13-64 pg/mL <5 years____ Not established Note: Reference Range applies to fasting specimens only. | Not Available | 3 - 5 days | Monday - Friday | P.M. | 1.5 mL (3 microtainers)
353 | UGOCBB | Gastric Occult Blood | Sterile, Leak proof, Screw Top Container | Urinalysis TGH Laboratory |  | 88271 |  | Occult Blood Gastric Fluid | ​Sources can include gastric aspirate or vomitus. Add on requests accepted within 24 hrs of collection. | Gastroccult | ​This is a screen to detect occult blood in gastric specimen. | ​Negative | Not Available | 4 hrs | 7 days a week | 24 hrs | 0.5 mL
352 | GABA | Gabapentin, (Neurontin) | Red Top (No Additive, no gel), preferred Lavender Top (EDTA), Green Top (sodium heparin), Green Top (lithium heparin), acceptable | Quest Diagnostics |  | 80299 | ​Neurontin | Gabapentin (Neurontin) | ​Sent to reference laboratory. 1.0 mL room temperature serum (or plasma). Draw sample two hours after last dose at steady-state. Do not use gel barrier tubes. Separate serum or plasma from cells as soon as possible. Pour into plastic transport tubes. Gross hemolysis or SST tube not acceptable. | LC/MS/MS | ​Gabapentin is an anticonvulsant drug commonly used as adjunctive therapy to treat partial seizures. Therapeutic drug monitoring is useful to optimize dose and avoid toxicity. | ​2.7-4.1 mcg/mL (peak), following a single dose of 900-1800 mg/day 4.0-8.5 mcg/mL (peak), following multiple doses of 900-1800 mg/day administration The Reference Range is evolving. Seizure control has been observed at levels in excess of 4 mcg/mL | Not Available | Report available: Next day | Monday - Friday | A.M. | 0.5 mL serum (or plasma), minimum. 1.0 mL serum (or plasma), preferred
351 | FHSC | Fungal Culture - Hair, Skin, Nails | Sterile, Leak proof, Screw Top Container | Microbiology TGH Laboratory |  | 87101 |  | Fungal Culture Hair + Skin + Nails | ​Ordered only if specimen is hair, skin or nails. Fungal stain must be ordered separately.See KOH prep. | Conventional Culture | ​Skin, Hair, and Nails, all containing keratin, can become infected with dermatophytes. These superficial fungal infections may be treated with antifungal drugs. | ​ No Growth | Not Available | 4 weeks | 7 days a week | 24 hrs | 1 piece
350 | FUNC | Fungal Culture | Sterile, Leak proof, Screw Top Container or Culturette | Microbiology TGH Laboratory |  | 87102 |  | Fungal Culture | ​IT IS ABSOLUTELY NECESSARY THAT THE PHYSICIAN CONTACT THE MICROBIOLOGY DEPARTMENT IF AN UNUSUAL FUNGUS IS EXPECTED, SUCH AS THE DIMORPHICS (Coccidiodes, Histoplasmosis, etc.). Not for hair, skin or nails (See Fungal Culture Hair+Skin+Nails). Fungal stain must be ordered separately. See "Gram Stain", India Ink", or "KOH Prep" for smear types available. Histology is recommended for tissue fungal stains. | Conventional Culture | ​Fungi can infect the cerebral spinal fluid, other body fluids, and tissues. These infections occur more commonly among patients who are immunocompromised. Early diagnosis and effective treatment can reduce the likelihood of severe sequelae. | ​No Growth | Not Available | 4 weeks | 7 days a week | 24 hrs | CSF or urine, 3 mL; Pulmonary, 5 mL; Wound or throat
349 | FRUCT | Fructosamine | Red Top (No Additive, SST ok), preferred, Lavender Top (EDTA), Sodium or Lithium Heparin (Green Top) plasma, acceptable. | Quest Diagnostics |  | 82985 | ​Fructosamine | Fructosamine | ​Sent to reference laboratory. 1.0 mL refrigerated serum/plasma Hemolysis or Icterus are unacceptable | Colorimetric | ​Fructosamine reflects intermediate glycemic control (over 1-2 weeks). Testing is often used to complementglucose (immediate glycemic control) and hemoglobin A1c testing (long-term glycemic control). | ​Fructosamine: 190-270 umol/L | Not Available | Next day | Monday - Friday | All shifts | 0.5 mL serum, minimum. 1.0 mL serum, preferred
348 | FREET4 | Free T4 | Green (Li Heparin)-Preferred, Red Top (No Additive), Gold Top (SST) | Chemistry TGH Laboratory |  | 84439 | ​Free Thyroxine | T4 Free | ​Add on specimens accepted within 5 days | Immunochemiluminometric Assay | ​Free T4 is useful in the distinguishing euthyroidism from thyroid disease. | ​0.70 – 1.48 ng/dL | Not Available | 4 hrs | 7 days a week | 24 hrs | 1mL (2 microtainers)
347 | FTPSA | Free PSA with Total | Red Top (No Additive) | Quest Diagnostics |  | 84154, 84153 | ​Prostate Specific Antigen (PSA), Free and Total | Prostate Specific Ag Free+ Tot | ​Sent to reference laboratory. 0.6 mL frozen serum. Do not collect after trans rectal biopsy as results may be falsely elevated. 31348 | Immunoassay | ​The addition of free PSA to total PSA is useful in better separating populations of men with prostate cancer from those without prostate cancer when the total PSA is neither very low nor very high. | ​PSA, Free ng/mL PSA, Total ng/mL < OR = 4.0 PSA, % Free % GREATER THAN 25 Estimated (x) PSA Free PSA Probability of ng/mL % Cancer (as %) 0-2.5 (N/A) Approx. 1 2.6-4.0 (1) 0-27 (2) 24 (3) 4.1-10 (4) 0-10 56 11-15 28 16-20 20 21-25 16 >=26 8 >10 (+) N/A >50 | Not Available | 3 - 5 days | Monday - Friday | P.M. | 2 mL (4 microtainers)
346 | UFKALA | Free Kappa & Lambda, Urine | Sterile, Leak proof, Screw Top Container | Chemistry TGH Lab | Urine | 83883 x2 | ​ | Free Kappa Lambda, Urine | ​ | Turbidometric | Measurement of free light chains aid in the diagnosis and monitoring of multiple myeloma, lymphocytic neoplasms, Waldenstrom's macroglobulinemia, AL amyloidosis, light chain disposition disease and connective tissue diseases such as systemic lupus erythematosus (SLE) in conjunction with other laboratory and clinical findings. | ​Measured Kappa Chains 0.72 - 32.90 mg/L Measured Lambda Chains 0.72 - 3.79 mg/L | Not available | 48 hours | Monday – Friday, excluding holidays | A.M. | 0.5 mL
345 | SFKALA | Free Kappa/Lambda Light Chains, Free with Ratio, Serum | Red Top (No Additive) | TGH Chemistry Laboratory | Serum - Blood | 83883 x2 | ​​Free Light Chains, immunoglobulin Free Light Chains | Free kappa Lambda, Serum | ​ | Immunoturbidometric | ​Approximately 15% of all cases of multiple myeloma produce only free kappa or lamba light chains in excess. These patients frequently show no abnormality on serum protein electrophoresis. Quite often urine is tested for the presence of these light chains, which are also called Bence Jones Proteins. However, the FLCs entering the urine are strongly influenced by renal tubular function. When clonal proliferation of plasma cells starts to develope, the FLC concentration increases in serum. Since these small particles are rapidly cleared by the renal tubules, urine tests for FLCs remain negative until the tumor mass expands, and the FLCs in serum exceed the resorptive capacity of the renal tubules. Therefore, the measurement of FLCs in serum is an alternative to less sensitive urine testing. Changing concentrations of FLCs in serum relate better to changing tumor load than to concentrations in urine. | ​Free Kappa: 3.3-19.4 mg/L Free Lambda: 5.7-26.3 mg/L Free K/L Ratio: 0.26-1.65 | N/A | Same Day-Next Day | Monday - Friday | Mornings | 1.0 mL serum, minimum
344 | FSH | Follicle Stimulating Hormone | Green (Li Heparin)-Preferred, Red Top (No Additive), Gold Top (SST) | Chemistry TGH Laboratory |  | 83001 | ​FSH | Follicle Stimulating Hrm (FSH) | ​Add on specimens accepted within 5 days. | Immunochemiluminometric Assay | ​FSH is useful in the evaluation of ovulation and infertility, especially when combined with other hormone evaluation. | ​Males: 0.95 – 11.95 mIU/mL Mid Follicular Phase: 3.03 – 8.08 mIU/mL Mid Cycle peak: 2.55 – 16.69 mIU/mL Mid Luteal Phase: 1.38 – 5.47 mIU/mL Postmenopausal: 26.72 – 133.41 mIU/mL | 1 hr. | 4 hrs | 7 days a week | 24 hrs | 1mL (2 microtainers)
343 | FOL | Folate | Green (Li Heparin)-Preferred, Red Top (No Additive), Gold Top (SST) | Chemistry TGH Laboratory |  | 82746 |  | Folate | ​Add on specimens accepted within 5 days. | Immunochemiluminometric Assay | ​Folate function as coenzymes involved in many metabolic pathways. Testing is useful in detecting folate deficiency and to monitor folate therapy. Folate deficiency is a cause of megaloblastic and macrocytic anemias. | ​7.0 – 31.4 ng/mL | Not Available | 4 hrs | 7 days a week | 24 hrs | 1 mL (2 microtainers)
342 | FLUOR | Fluorocytosine, 5 | Red Top (No Gel) | Focus Diagnostics |  | 80299 | ​5-Flucytosine (Ancobon) | Fluorcytosine (Ancobon) | ​Sent to reference laboratory. Promptly centrifuge and separate serum, then freeze. 1.0 mL frozen serum (minimum). Must transport frozen. | Bioassay |  | ​<1.0 mcg/mL | Not Available | Report available: 5 days | Tuesday, Friday | A.M | 1.0 mL serum, minimum. 2.0 mL serum, preferred
341 | FK506 | FK506 | Lavender Top (K2 EDTA) | Chemistry TGH Laboratory |  | 80197 | ​Prograft, Tacrolimus (FK506) | Tacrolimus (FK506) | ​Collect specimen 1 hour prior to next dose (12 hour trough). Add on specimens accepted within 7 days. | Immunoassay | ​FK506 is an immunosuppressive drug used in organ transplantation to prevent graft rejection. Therapeutic drug monitoring is useful to optimize dose and avoid toxicity. Optimal blood drug levels are influenced by type of transplant, patient response, time post-transplant, co-administration of other drugs, and drug formulation. | ​5 - 20 ng/ mL | 1 hr. | 4 hrs | 7 days a week | 24 hrs | 1 mL (2 microtainers)
340 | URO | FISH, Vysis(R) UroVysion(TM), Bladder Cancer | Sterile, Leak proof, Screw Top Container | Esoteric TGH Laboratory |  | 88368X4 |  | Orderable in pathology only |  | Fluorescence In Situ Hybridization | ​UroVysion (TM), FISH detects aneuploidy of chromosomes 3, 7, 17, and loss of 9p21 locus. The test is approved for detection of bladder cancer recurrence in conjunction with urinary cytology. | ​See Report | Not Available | 3 - 5 days | 3 days a week (M-W-F) | A.M. | 10 mL Urine; 50 mL preferred
339 | IGHCCN | FISH, Mantle Cell Lymphoma, IGH/CCND1 | See Special Instructions | Esoteric TGH Laboratory |  | 88368x2 |  | Orderable in pathology only | ​Submit 1-3 mL of bone marrow or 3-5 mL of peripheral blood in a sodium heparin tube. Lymph node biopsy 5x5 mm or formalin fixed-paraffin embedded tissue. | Fluorescence In Situ Hybridization | ​This FISH panel is devised to detect classical translocations observed in cases of B-cell lymphomas. Typically, B-cells are not prone to enter into mitosis. This assay circumvents the need of metaphases, since the probes are interpretable in cells in interphase. The translocations probed are the following: Burkitt's lymphoma t(8;14), Mantle cell lymphoma t(14;18). Other less frequent rearrangements involving 14q32 will be detected by the inclusion of the probe IGH 14q32. | ​See Report | Not Available | 3 - 5 days | 3 days a week (M-W-F) | A.M. | See Special Instructions
338 | HER2 | FISH, HER-2/neu, Paraffin Block | See Special Instructions | Esoteric TGH Laboratory |  | 88368X2 |  | Orderable in pathology only | ​Formalin fixed paraffin embedded tissue. Breast tissue biopsy, formalin fixed paraffin-embedded block. Pathology report or pathologic diagnosis must be included. | Fluorescence In Situ Hybridization | ​Her-2/neu expression is commonly performed on breast carcinomas. Women who have tumors that over express Her-2/neu are most likely to be responsive to monoclonal antibody therapy directed against this target. | ​See Report | Not Available | 3 - 5 days | 3 days a week (M-W-F) | A.M. | See Special Instructions
337 | IGHBCL | FISH, Follicular Lymphoma, IGH/BCL2, t(14;18) | See Special Instructions | Esoteric TGH Laboratory |  | 88368x2 |  | Orderable in pathology only | ​Submit 1-3 mL of bone marrow or 3-5 mL of peripheral blood in a sodium heparin tube. Lymph node biopsy 5x5 mm or formalin fixed-paraffin embedded tissue. | Fluorescence In Situ Hybridization | ​The chimeric junction of the translocation t(14;18)(q32;18q21.3) is assayed by Fluorescence In Situ Hybridization (FISH) with probes from the regions IgH (14q32) and BCL2 (18q21.3). This assay is useful to diagnose follicular lymphoma (>75%) and some diffuse large cell lymphomas (25. The FISH assay can be performed on cells in interphase, overcoming the frequent lack of metaphases from B-cells in culture. | ​See Report | Not Available | 3 - 5 days | 3 days a week (M-W-F) | A.M. | See Special Instructions
336 | BCRABL | FISH, CmL/ALL, bcr/abl Translocation 9,22 | See Special Instructions | Esoteric TGH Laboratory |  | 88368 |  | Orderable in pathology only | ​Bone marrow (preferred) 1-3 mL, or whole blood 3-5 mL. Green vacutainer (sodium heparin only) or K2EDTA lavender top. | Fluorescence In Situ Hybridization |  | ​See Report | Not Available | 3 - 5 days | 3 days a week (M-W-F) | A.M. | See Special Instructions
335 | IGHMYC | FISH, Burkitts/NHL/ALL, IGH/MYC, t(8;14) | See Special Instructions | Esoteric TGH Laboratory |  | 88368x2 |  | Orderable in pathology only | ​Submit 1-3 mL of bone marrow or 3-5 mL of peripheral blood in a sodium heparin tube. Lymph node biopsy 5x5 mm or formalin-fixed paraffin embedded tissue. | Fluorescence In Situ Hybridization | ​The chimeric junction of the translocation t(8;14)(q24.1;14q32) is assayed by Fluorescence In Situ Hybridization (FISH) with probes from the regions c-Myc (8q24.1) and IgH (14q32). This assay is useful to diagnose Burkitt's type lymphoma and some cases of acute lymphoblastic leukemia. The FISH assay can be performed on cells in interphase, overcoming the frequent lack of metaphases from B-cells in culture. | ​See Report | Not Available | 3 - 5 days | 3 days a week (M-W-F) | A.M. | See Special Instructions
334 | AmLETO | FISH, AmL, AmL1/ETO Translocation 8,21 | See Special Instructions | Esoteric TGH Laboratory |  | 88368 |  | Orderable in pathology only | ​Bone marrow (preferred) 1-3 mL, or whole blood 3-5 mL. | Fluorescence In Situ Hybridization | ​t(8:21) is the most frequently observed karyotic abnormality associated with Acute Myeloid Leukemia (AML), especially FAB M2. Patients with this type of AML have a high remission rate with conventional chemotherapy. | ​See Report | Not Available | 3 - 5 days | 3 days a week (M-W-F) | A.M. | See Special Instructions
333 | PmLRAR | FISH, AmL M3, PmL/RARA, Translocation 15, 17 | See Special Instructions | Esoteric TGH Laboratory |  | 88368X2 |  | Orderable in pathology only | ​Bone marrow (preferred) 1-3 mL, or whole blood 3-5 mL. Green vacutainer (sodium heparin only) | Fluorescence In Situ Hybridization |  | ​See Report | Not Available | 3 - 5 days | 3 days a week (M-W-F) | A.M. | See Special Instructions
332 | FIB | Fibrinogen Level | Light Blue Top (3.2% Sodium Citrate) | Hematology TGH Laboratory |  | 85384 |  | Fibrinogen Level | ​Plasma stored in an unopened sodium citrate collection tube at room temperature, (20-25°C) must be tested within 4 hours of collection or plasma separated and frozen. Frozen plasma can be stored for 2 weeks at -20° C or -70° C for 12 months. Please note: Whenever possible frozen specimens should be submitted from offsite locations. Whole blood specimens from offsite locations must be transported and ordered as STAT. If specimen cannot be analyzed within an acceptable time frame testing will be cancelled. To centrifuge and freeze plasma: * Verify the specimen is not clotted using applicator sticks * Verify the specimen tube is properly filled * Centrifuge specimen at 5000 RPM for 10 minutes as soon as possible after collection (up to 4 hours). * Label a polypropylene test tube with label that includes a minimum of two unique patient identifiers (such as name and date of birth). * Using a disposable transfer pipette, transfer the plasma (leave about 0.5ml do not disturb the buffy coat) to a labeled test tube. * If available perform platelet count on the plasma to verify platelet count is <10 K/uL * If platelet count is 10K/uL repeat centrifugation process * If multiple specimens collection tubes, do not pool plasma from collection tubes together. * Freeze plasma and transport to the laboratory for testing on dry ice. * Specimen must remain frozen until testing is performed. Criteria for rejecting specimens for testing include: Tubes not properly labeled, filled (+/- 10% of required fill volume), clotted specimens, plasma that is moderately to grossly hemolyzed, plasma that has not been properly stored or tested within defined timeframe, frozen specimen plasma platelet count >10 K/uL or Fibrinogen <35 mg/dL and not clinically indicated. | Clot Detection | ​In dysfibrinogenemia, clotting activity may be lower than indicated by the fibrinogen concentration because the fibrinogen is not fully functional. The Clotting Assay is also useful in determining the availability of substrate for clot formation. | ​190 - 500 mg/ dL Critical Value <100 mg/dL | 1 hr. | 4 hrs | 7 days a week | 24 hrs | One 2.7 mL or 1.8 mL 3.2% sodium citrate collection tube filled to the minimum line OR 1 mL of frozen plasma.
331 | FDP | Fibrin Split Products (FDP) | Call laboratory for special tube. | Hematology TGH Laboratory |  | 85362 | ​FSP | Fibrin Split Products (FDP) | ​Draw to line indicated on tube. Overfilled tubes will be rejected. | Latex agglutination | ​In disseminated intravascular coagulation (DIC), both thrombin and plasmin are generated. The breakdown products of fibrin clots and fibrinogen include D-Dimer and FDP. These analytes are also elevated when the coagulation and fibrinolytic systems are activated. | ​Negative- This assay has not been approved to be used for the exclusion of DVT or PE | 1 hr. | 4 hrs | 7 days a week | 24 hrs | 2 mL (to fill line on tube)
330 | UAPT | Fetal Hemoglobin Screen -APT | Sterile, Leak proof, Screw Top Container | Urinalysis TGH Laboratory |  | 83033 | ​APT | Fetal Hemoglobin (APT) Feces | ​Acceptable specimens include: amniotic fluid, vaginal hemorrhage feces, gastric aspirate or vomitus. All specimens must be visibly bloody. | Alkali Denaturation of Fetal Hgb | ​The test is used to differentiate swallowed blood syndrome from gastrointestinal hemorrhage in newborns. | ​See report | 1 hr. | 4 hrs | 7 days a week | 24 hrs | 2 mL, 2 grams
329 | FFBN | Fetal Fibronectin | Fetal Fibronectin Kit | Chemistry TGH Laboratory |  | 82731 |  | Fibronectin Fetal Cervical Swab | ​Patients with suspected or known placental abruption, placenta previa, or moderate or gross vaginal bleeding should not be tested for fetal fibronectin. Swabs contaminated w/ lubricant, soap, disinfectant or cream (e.g. K-Y Jelly ® lubricant, Betadine®, disinfectant, Monistat® cream) should not be used to obtain the specimen. | Colorimetry | ​The rapid fetal Fibronectin test is to be used as an aid in assessing the risk of pre-term delivery in less than or equal to 7 or 14 days from the time of cervicovaginal sample collection in pregnant women with signs and symptoms of early pre-term labor. | ​Negative | 2 hrs. | 4 hrs. | 7 days a week | 24 hrs | 1 properly collected swab
328 | FERRIT | Ferritin | Green (Li Heparin)-Preferred, Red Top (No Additive), Gold Top (SST) | Chemistry TGH Laboratory |  | 82728 |  | Ferritin | ​Add on specimens accepted within 5 days. | Immunochemiluminometric Assay | ​Ferritin is the major iron storage compound and a readily available source and reserve of iron for metabolic requirements. Ferritin is useful in the diagnosis of iron deficiency anemias and iron overload. | ​Males:21.8 – 274.7 ng/ mL Females: 4.6 – 204.0 ng/ mL | Not Available | 4 hrs | 7 days a week | 24 hrs | 1 mL (2 microtainers)
327 | IFOCBC | Fecal Occult Blood Immunoassay | Assay specific fecal collection tube with extraction buffer obtained from supply processing and distribution department (SPD) Tampa General Item number: 128623 | Hematology TGH Laboratory |  | G0328QW (Medicare) 82274QW | ​Immunological fecal occult blood | Immunological fecal occult blood | ​Patient limitations - A specimen should not be collected from a patient with the following conditions that may interfere with the test results: menstrual bleeding, constipation bleeding, bleeding hemorrhoids, urinary bleeding, and or watery stools. Patient must be provided with complete home collection kit (mailer, collection tube, instructions) to assure proper collection of specimen. Once inoculated the fecal collection tube can be stored up to 14 days at ambient room temperature as high as 37°C prior to testing. Reason for specimen rejection include:Collection tube not properly labeled, stored and or is expired. Specimen leaked in transit because collection tube was not secured.Tube overfilled and liquid cannot be expressed from the tip. | Hemosure iFOB test is a qualitative one-step immunological fecal occult blood test. | ​This test can be helpful in determining gastrointestinal bleeding in a number of gastrointestinal disorders such as diverticulitis, colitis, polyps, and colorectal cancer. | ​Negative | 1 hour | 4 hours | 7 days/ week | 24 hours | NA
327 | IFOCBC | Fecal Occult Blood Immunoassay | Assay specific fecal collection tube with extraction buffer obtained from supply processing and distribution department (SPD) Tampa General Item number: 128623 | Hematology TGH Laboratory |  | G0328QW (Medicare) 82274QW | ​Immunological fecal occult blood | Immunological fecal occult blood | ​Patient limitations - A specimen should not be collected from a patient with the following conditions that may interfere with the test results: menstrual bleeding, constipation bleeding, bleeding hemorrhoids, urinary bleeding, and or watery stools. Patient must be provided with complete home collection kit (mailer, collection tube, instructions) to assure proper collection of specimen. Once inoculated the fecal collection tube can be stored up to 14 days at ambient room temperature as high as 37°C prior to testing. Reason for specimen rejection include:Collection tube not properly labeled, stored and or is expired. Specimen leaked in transit because collection tube was not secured.Tube overfilled and liquid cannot be expressed from the tip. | Hemosure iFOB test is a qualitative one-step immunological fecal occult blood test. | ​This test can be helpful in determining gastrointestinal bleeding in a number of gastrointestinal disorders such as diverticulitis, colitis, polyps, and colorectal cancer. | ​Negative | 1 hour | 4 hours | 7 days/ week | 24 hours | NA
326 | UFWRT | Fecal Leukocytes | Sterile, Leak proof, Screw Top Container | Urinalysis TGH Laboratory |  | 89055 | ​WBC Stool | Wright Stain Smear Feces | ​Watery stools only. Formed specimens are not acceptable and will be rejected. Must be freshly voided specimen to avoid cell deterioration. Add on testing accepted up to 4 hrs from collection time. | Microscopy | ​The presence of leukocytes is an indicator of inflammation. | None Seen | Not Available | 4 hrs | 7 days a week | 24 hrs | 2 grams
325 | FECFQ | Fecal Fat, Total | 24 hr Fecal Fat Container | Quest Diagnostics |  | 82710 | ​Fecal Lipids, Total | Fat Quantitative Feces | ​Sent to reference laboratory. Fecal Fat Container available from Laboratory. Sending entire collection sample: Use a 1-gallon, plastic, leak proof container with screw-cap. Sending an aliquot sample: Use a yellow-capped, 120 mL plastic, leakproof, specimen container. Submit a well-mixed, timed stool collection. Record total collection time (24, 48, or 72 hours) and weight on test requisition. If entire collection is sent to the lab, the lab will weigh the sample. If an aliquot is sent, please enter the total collected weight of stool on test requisition. Keep refrigerated during collection. | Nuclear Magnetic Resonance (NMR) | ​Excessive Fat in stool, steatorrhea, is useful in diagnosing patients with malabsorption and maldigestion, e.g. pancreatic failure. In addition, results may be useful in monitoring patients receiving exogenous enzyme therapy and chronic diarrhea. | ​FECAL LIPIDS, TOTAL Fecal Lipids, Total g/24 h: < 7 | Not Available | 4 - 7 days | Monday - Thursday | A.M. | 24 hr. collection
323 | UFATS | Fat Screen , Qualitative | Sterile, Leak proof, Screw Top Container | Urinalysis TGH Laboratory | Urine or Stool | 89125 | ​Urine or Fecal Fat Stain; Oil Red "O" Stain | Fat Screen | ​Not performed on timed collections. Urine must be collected in a fat free, non-waxed container. The bladder must be completely emptied and the entire specimen submitted. Add on within 24 hours of collection when specimen stored between 2 - 8 ° C. | Microscopic examination | ​This qualitative screening test assists in the diagnosis of steatorrhea malabsorption and maldigestion. | ​Normal | Not Available | 4 hrs | 7 days a week | 0600 - 2130 | 5 grams stool (random) or 5 mL urine
322 | F13 | Factor XIII (13) Screen | Light Blue Top (3.2% Sodium Citrate) | Hematology TGH Laboratory |  | 85291 |  | Factor XIII (13) Level | ​Specimens found to be QNS, clotted, moderate to grossly hemolyzed, contaminated with heparin or IV fluids will be rejected. Platelet poor, citrated plasma from off-site locations must be frozen within 2 hrs of collection and remain frozen until testing. Thawed specimens or with platelets >10 k/uL will be rejected. Add-on tests not accepted. | Manual Clot Detection | ​Low Factor XIII levels may cause a bleeding disorder and have been associated with spontaneous intracranial hemorrhage. | ​Clot insoluble, adequate factor 13 present | Not Available | Within 72 hrs if abnormal | 7 days a week | 24 hrs | 4.5 mL
321 | 12F | Factor XII Level | Light Blue Top (3.2% Sodium Citrate) | Hematology TGH Laboratory |  | 85280 |  | Factor XII (12) Level | ​Plasma stored in an unopened sodium citrate collection tube at room temperature, (20-25°C) must be tested within 4 hours of collection or plasma separated and frozen. Frozen plasma can be stored for 2 weeks at -20° C or -70° C for 12 months. Please note: Whenever possible frozen specimens should be submitted from offsite locations. Whole blood specimens from offsite locations must be transported and ordered as STAT. If specimen cannot be analyzed within an acceptable time frame testing will be cancelled. To centrifuge and freeze plasma: * Verify the specimen is not clotted using applicator sticks * Verify the specimen tube is properly filled * Centrifuge specimen at 5000 RPM for 10 minutes as soon as possible after collection (up to 4 hours). * Label a polypropylene test tube with label that includes a minimum of two unique patient identifiers (such as name and date of birth). * Using a disposable transfer pipette, transfer the plasma (leave about 0.5ml do not disturb the buffy coat) to a labeled test tube. * If available perform platelet count on the plasma to verify platelet count is <10 K/uL * If platelet count is 10K/uL repeat centrifugation process * If multiple specimens collection tubes, do not pool plasma from collection tubes together. * Freeze plasma and transport to the laboratory for testing on dry ice. * Specimen must remain frozen until testing is performed. Criteria for rejecting specimens for testing include: Tubes not properly labeled, filled (+/- 10% of required fill volume), clotted specimens, plasma that is moderately to grossly hemolyzed, plasma that has not been properly stored or tested within defined timeframe, frozen specimen plasma platelet count >10 K/uL or Fibrinogen <35 mg/dL and not clinically indicated. | Clot Detection | ​This test is useful to evaluate a prolonged aPTT. Deficiency of Factor XII is not correlated with bleeding risk. | ​Factor Activity % of normal 50 - 150% | Not Available | Within 7 days | Once a week (M-F) | A.M. | One 2.7 mL or 1.8 mL 3.2% sodium citrate collection tube filled to the minimum line OR 1 mL of frozen plasma.
320 | 11F | Factor XI Level | Light Blue Top (3.2% Sodium Citrate) | Hematology TGH Laboratory |  | 85270 |  | Factor XI (11) Level | ​Plasma stored in an unopened sodium citrate collection tube at room temperature, (20-25°C) must be tested within 4 hours of collection or plasma separated and frozen. Frozen plasma can be stored for 2 weeks at -20° C or -70° C for 12 months. Please note: Whenever possible frozen specimens should be submitted from offsite locations. Whole blood specimens from offsite locations must be transported and ordered as STAT. If specimen cannot be analyzed within an acceptable time frame testing will be cancelled. To centrifuge and freeze plasma: * Verify the specimen is not clotted using applicator sticks * Verify the specimen tube is properly filled * Centrifuge specimen at 5000 RPM for 10 minutes as soon as possible after collection (up to 4 hours). * Label a polypropylene test tube with label that includes a minimum of two unique patient identifiers (such as name and date of birth). * Using a disposable transfer pipette, transfer the plasma (leave about 0.5ml do not disturb the buffy coat) to a labeled test tube. * If available perform platelet count on the plasma to verify platelet count is <10 K/uL * If platelet count is 10K/uL repeat centrifugation process * If multiple specimens collection tubes, do not pool plasma from collection tubes together. * Freeze plasma and transport to the laboratory for testing on dry ice. * Specimen must remain frozen until testing is performed. Criteria for rejecting specimens for testing include: Tubes not properly labeled, filled (+/- 10% of required fill volume), clotted specimens, plasma that is moderately to grossly hemolyzed, plasma that has not been properly stored or tested within defined timeframe, frozen specimen plasma platelet count >10 K/uL or Fibrinogen <35 mg/dL and not clinically indicated. | Clot Detection | ​This test is useful to evaluate a prolonged aPTT. Deficiency of Factor XI is most common among those with Ashkenazi Jewish heritage. | ​Factor Activity % of normal 65 - 150% | Not Available | Within 7 days | Once a week (M-F). | A.M | One 2.7 mL or 1.8 mL 3.2% sodium citrate collection tube filled to the minimum line OR 1 mL of frozen plasma.
319 | F8AG | Factor VIII (8) Antigen | Light Blue Top (3.2% Sodium Citrate) | Quest Diagnostics Nichols Institute San Juan Capistrano | Plasma | 85244 | ​​ | Factor VIII (8) Antigen | Platelet poor plasma: ​Centrifuge light blue-top tube for 15 minutes at approximately 1500g within 60 minutes of collection. Using a plastic pipette, remove plasma, taking care to avoid the WBC/platelet buffy layer and place into a plastic vial. Centrifuge a second time and transfer platelet poor plasma into a new plastic vial. Plasma must be free of platelets (<10,000/mcL). Freeze immediately and ship on dry ice. Do not thaw. | Immunoassay | ​An ELISA for Factor VIII antigen may be used in conjunction with the functional assays in teh assessment of Factor VIII replacement therapies, assessment of carrier status, as well as to distinguish those patients that may be deemed cross-reactive material (CRM) positive. | 0.60-1.95 IU/mL | Not Available | 2-31 days | As needed/at least 1x/month |  | 0.5 mL plasma; 1.0 mL plasma preferred
318 | 8F | Factor VIII Level | Light Blue Top (3.2% Sodium Citrate) | Hematology TGH Laboratory |  | 85240 |  | Factor VIII (8) Level | ​Plasma stored in an unopened sodium citrate collection tube at room temperature, (20-25°C) must be tested within 4 hours of collection or plasma separated and frozen. Frozen plasma can be stored for 2 weeks at -20° C or -70° C for 12 months. Please note: Whenever possible frozen specimens should be submitted from offsite locations. Whole blood specimens from offsite locations must be transported and ordered as STAT. If specimen cannot be analyzed within an acceptable time frame testing will be cancelled. To centrifuge and freeze plasma: * Verify the specimen is not clotted using applicator sticks * Verify the specimen tube is properly filled * Centrifuge specimen at 5000 RPM for 10 minutes as soon as possible after collection (up to 4 hours). * Label a polypropylene test tube with label that includes a minimum of two unique patient identifiers (such as name and date of birth). * Using a disposable transfer pipette, transfer the plasma (leave about 0.5ml do not disturb the buffy coat) to a labeled test tube. * If available perform platelet count on the plasma to verify platelet count is <10 K/uL * If platelet count is 10K/uL repeat centrifugation process * If multiple specimens collection tubes, do not pool plasma from collection tubes together. * Freeze plasma and transport to the laboratory for testing on dry ice. * Specimen must remain frozen until testing is performed. Criteria for rejecting specimens for testing include: Tubes not properly labeled, filled (+/- 10% of required fill volume), clotted specimens, plasma that is moderately to grossly hemolyzed, plasma that has not been properly stored or tested within defined timeframe, frozen specimen plasma platelet count >10 K/uL or Fibrinogen <35 mg/dL and not clinically indicated | Clot Detection | ​This test is useful to evaluate a prolonged aPTT. The most common form of hemophilia is caused by deficiency of factor VIII. Hemophilia A is an x-linked disorder affecting between 1 in 5,000 to 10,000 males. | ​Factor Activity % of normal 50 - 150% | Not Available | Within 7 days | Once a week (M-F). | A.M. | One 2.7 mL or 1.8 mL 3.2% sodium citrate collection tube filled to the minimum line OR 1 mL of frozen plasma
317 | 7F | Factor VII Level | Light Blue Top (3.2% Sodium Citrate) | Hematology TGH Laboratory |  | 85230 |  | Factor VII (7) Level | ​Plasma stored in an unopened sodium citrate collection tube at room temperature, (20-25°C) must be tested within 4 hours of collection or plasma separated and frozen. Frozen plasma can be stored for 2 weeks at -20° C or -70° C for 12 months. Please note: Whenever possible frozen specimens should be submitted from offsite locations. Whole blood specimens from offsite locations must be transported and ordered as STAT. If specimen cannot be analyzed within an acceptable time frame testing will be cancelled. To centrifuge and freeze plasma: * Verify the specimen is not clotted using applicator sticks * Verify the specimen tube is properly filled * Centrifuge specimen at 5000 RPM for 10 minutes as soon as possible after collection (up to 4 hours). * Label a polypropylene test tube with label that includes a minimum of two unique patient identifiers (such as name and date of birth). * Using a disposable transfer pipette, transfer the plasma (leave about 0.5ml do not disturb the buffy coat) to a labeled test tube. * If available perform platelet count on the plasma to verify platelet count is <10 K/uL * If platelet count is 10K/uL repeat centrifugation process * If multiple specimens collection tubes, do not pool plasma from collection tubes together. * Freeze plasma and transport to the laboratory for testing on dry ice. * Specimen must remain frozen until testing is performed. Criteria for rejecting specimens for testing include: Tubes not properly labeled, filled (+/- 10% of required fill volume), clotted specimens, plasma that is moderately to grossly hemolyzed, plasma that has not been properly stored or tested within defined timeframe, frozen specimen plasma platelet count >10 K/uL or Fibrinogen <35 mg/dL and not clinically indicated. | Clot Detection | ​This test is useful to evaluate a prolonged PT. Deficiency is associated with bleeding risk. | ​Factor Activity % of normal 50 - 129 % | Not Available | within 7 days | Once a week (M-F) | A.M. | One 2.7 mL or 1.8 mL 3.2% sodium citrate collection tube filled to the minimum line OR 1 mL of frozen plasma
316 | F5MUT | Factor V Mutation (Leiden) | Lavender Top (K2 EDTA) | Esoteric TGH Laboratory |  | 83891 83896 | ​Factor V (Leiden) Mutation Analysis | Factor V (5) Mutation |  | Microarray | ​Factor V (Leiden) Mutation is a point mutation that causes resistance of Factor V protein degradation by activated protein C (APC). This mutation is associated with increased risk of venous thrombosis. | ​Homozygous for F5 wild type | Not Available | Within 72 hrs. | 2 days a week | A.M. | 3 mL
315 | 5F | Factor V Level | Light Blue Top (3.2% Sodium Citrate) | Hematology TGH Laboratory |  | 85220 |  |  | ​Plasma stored in an unopened sodium citrate collection tube at room temperature, (20-25°C) must be tested within 4 hours of collection or plasma separated and frozen. Frozen plasma can be stored for 2 weeks at -20° C or -70° C for 12 months. Please note: Whenever possible frozen specimens should be submitted from offsite locations. Whole blood specimens from offsite locations must be transported and ordered as STAT. If specimen cannot be analyzed within an acceptable time frame testing will be cancelled. To centrifuge and freeze plasma: * Verify the specimen is not clotted using applicator sticks * Verify the specimen tube is properly filled * Centrifuge specimen at 5000 RPM for 10 minutes as soon as possible after collection (up to 4 hours). * Label a polypropylene test tube with label that includes a minimum of two unique patient identifiers (such as name and date of birth). * Using a disposable transfer pipette, transfer the plasma (leave about 0.5ml do not disturb the buffy coat) to a labeled test tube. * If available perform platelet count on the plasma to verify platelet count is <10 K/uL * If platelet count is 10K/uL repeat centrifugation process * If multiple specimens collection tubes, do not pool plasma from collection tubes together. * Freeze plasma and transport to the laboratory for testing on dry ice. * Specimen must remain frozen until testing is performed. Criteria for rejecting specimens for testing include: Tubes not properly labeled, filled (+/- 10% of required fill volume), clotted specimens, plasma that is moderately to grossly hemolyzed, plasma that has not been properly stored or tested within defined timeframe, frozen specimen plasma platelet count >10 K/uL or Fibrinogen <35 mg/dL and not clinically indicated | Clot Detection | ​This test is useful to evaluate a prolonged PT. Deficiency of Factor V is associated with bleeding risk. | ​Factor Activity % of normal 62 – 139% | Not Available | within 7 days | 5 days a week (M-F). Not performed on holidays | Batch 1 X per week | One 2.7 mL or 1.8 mL 3.2% sodium citrate collection tube filled to the minimum line OR 1 mL of frozen plasma
314 | 9F | Factor IX Level | Light Blue Top (3.2% Sodium Citrate) | Hematology TGH Laboratory |  | 85250 |  | Factor IX (9) Level | ​Plasma stored in an unopened sodium citrate collection tube at room temperature, (20-25°C) must be tested within 4 hours of collection or plasma separated and frozen. Frozen plasma can be stored for 2 weeks at -20° C or -70° C for 12 months. Please note: Whenever possible frozen specimens should be submitted from offsite locations. Whole blood specimens from offsite locations must be transported and ordered as STAT. If specimen cannot be analyzed within an acceptable time frame testing will be cancelled. To centrifuge and freeze plasma: * Verify the specimen is not clotted using applicator sticks * Verify the specimen tube is properly filled * Centrifuge specimen at 5000 RPM for 10 minutes as soon as possible after collection (up to 4 hours). * Label a polypropylene test tube with label that includes a minimum of two unique patient identifiers (such as name and date of birth). * Using a disposable transfer pipette, transfer the plasma (leave about 0.5ml do not disturb the buffy coat) to a labeled test tube. * If available perform platelet count on the plasma to verify platelet count is <10 K/uL * If platelet count is 10K/uL repeat centrifugation process * If multiple specimens collection tubes, do not pool plasma from collection tubes together. * Freeze plasma and transport to the laboratory for testing on dry ice. * Specimen must remain frozen until testing is performed. Criteria for rejecting specimens for testing include: Tubes not properly labeled, filled (+/- 10% of required fill volume), clotted specimens, plasma that is moderately to grossly hemolyzed, plasma that has not been properly stored or tested within defined timeframe, frozen specimen plasma platelet count >10 K/uL or Fibrinogen <35 mg/dL and not clinically indicated. | Clot Detection | ​This test is useful to evaluate a prolonged PTT. The second most common form of hemophilia is caused by deficiency of factor IX. Hemophilia B is an x-linked disorder affecting between 1 in 25,000 to 30,000 males. | ​Factor Activity % of normal 65 – 150% | Not Available | Within 7 days | Once a week (M-F). | A.M. | One 2.7 mL or 1.8 mL 3.2% sodium citrate collection tube filled to the minimum line OR 1 mL of frozen plasma
313 | F2MUT | Factor 2 Mutation | Lavender Top (K2 EDTA) | Esoteric TGH Laboratory |  | 83891 83896 | ​Prothrombin (Factor II) 20210G>A Mutation Analysis | Factor 2 Mutation |  | Microarray | ​Factor II Mutation (G20210A) is one of the most common causes of venous thrombosis. 2.3% of the general population is heterozygous in contrast with 6.2% of patients with venous thrombosis and 18% with familial venous thrombosis. Other risk factors compound the risk for venous thrombosis. | ​Homozygous for F2 wild type. | Not Available | Within 72 hrs. | 2 days a week | A.M. | 3 mL
312 | EYEC | Eye Culture | Culturette; fluid in cassette or sterile container; plates/ tubes collected at bedside. | Microbiology TGH Laboratory |  | 87070 |  | Culture, Eye | ​Specimen Type: Conjunctiva, eyelid, cornea, vitreous fluid Acanthamoeba cultures require special media and techniques. See procedure Acanthamoeba Culture. Plates and tubes available from microbiology x 65720. Pneumatic tube system cannot be used for plates/tubes. | Conventional Culture |  | ​No Growth | Not Available | 2 days for routine eye | 7 days a week | 24 hrs | 1 Culturette or 1 mL fluid/ tissue
311 | ENAAB | Extractable Nuclear Antibody (SSA AND SSB) | Red Top (No Additive) | Immunology TGH Laboratory |  | 86235X2 | ​SSA (Ro) and SSB (LA) | Nuclear Ab Extractable SSA + SSB |  | Enzyme Linked Immunosorbent Immunoassay | ​Sjogren's Antibody (SS-B) is detected in approximately 15% of patients with Sjogren's syndrome. Sjogren's Antibody (SS-B) is present only if Sjogren's Antibody (SS-A) is also detected. The presence of both antibodies strengthen the diagnosis of Sjogren's syndrome and conveys prognostic information. | ​Negative | Not Available | 3 - 5 days | Monday - Friday | A.M. | 1 mL (2 microtainers)
310 | ENASR | Extractable Nuclear Antibody (SM AND RNP) | Red Top (No Additive) | Immunology TGH Laboratory |  | 86235X2 | ​SM, RNP | Nuclear Ab Extractable SM + RNP |  | Enzyme Linked Immunosorbent Immunoassay | ​Smith Antibody is highly specific for SLE. Smith Antibody is detected in approximately 15% of patients with systemic lupus erythematosus (SLE). Smith Antibody is detected in more than half of young African American women with SLE. Sm/RNP Antibody in combination with Smith Antibody, provides additional support for the diagnosis of SLE. Whereas Sm/RNP Antibody alone, with the corresponding clinical history, supports a diagnosis of mixed connective tissue disease. | ​Negative | Not Available | 3 - 5 days | Monday - Friday | A.M. | 1 mL (2 microtainers)
309 | EVER | Everolimus | 2.0 mL whole blood EDTA (lavender-top tube) | Chemistry TGH Laboratory |  | 80169 |  |  | ​Transport refrigerated | Immunoassay | ​Everolimus is an immunosuppressive drug used in organ transplantation to prevent graft rejection. | ​Trough: 3.0-8.0 ng/mL for Transplantation | Not Available | Next day | 7 days/week | Morning | 1.0 mL whole blood
308 | ETHGLY | Ethylene Glycol | Preferred specimen: Whole Blood collected in a Sodium Fluoride (gray-top) tube Alternate specimens: Whole Blood or Plasma collected in: EDTA (Lavender) or Sodium Heparin (Green) Serum collected in: Red-top tube (no gel), or no additive (dark/royal blue-top)tube | Quest Diagnostics |  | 82693 |  | Ethylene Glycol | ​Sent to reference laboratory. 1mL refrigerated whole blood or 1 mL serum/plasma . 1381 | Gas Chromatography | ​Ethylene glycol (present in antifreeze) may be ingested accidentally or for purpose of suicide. It is relatively non-toxic but metabolizes to toxic oxalic acid and glycolic acids. Toxicity is manifested as neurological abnormalities, severe metabolic acidosis, acute renal failure and cardiopulmonary failure. | ​Less than 10.0 mcg/mL | Not Available | 4 - 7 days | Monday - Friday | A.M. | 1 mL whole blood
307 | ETHO | Ethosuximide (Zarontin) | Red Top (No Additive) preferred, Lavender Top EDTA | Quest Diagnostics |  | 80168 | ​Zarontin | Ethosuximide (Zarontin) | ​Sent to reference laboratory. 0.5 mL refrigerated serum/ EDTA plasma. 3852 | Enzyme Immunoassay | ​Ethosuximide is an anticonvulsant used to treat patients with petit mal, myoclonic, and akinetic seizures. Therapeutic drug monitoring is useful to optimize dose and avoid toxicity. | ​50-100 mcg/mL Detection limit 10 mcg/mL | Not Available | 3 - 5 days | Monday - Saturday | A.M. | 1.5 mL (3 microtainers)
306 | ETH | Ethanol | Sterile, Leak proof, Screw Top Container | Chemistry TGH Laboratory |  | 80320 |  | Ethanol Urine | ​Test performed only on urine. | Enzymatic rate |  | ​Negative | 1 hr. | 4 hrs. | 7 days a week | 24 hrs | 1 mL Urine
305 | ESTROG | Estrogen, Total | Red Top (No Additive)-Preferred | Quest Diagnostics |  | 82672 |  | Estrogen | ​Sent to reference laboratory. 1.0 mL refrigerated serum/plasma. 439 | Extraction, Radioimmunoassay | ​Estrogens are secreted by the gonads, adrenal glands, and placenta. Total Estrogens provide an overall picture of estrogen status for men and women. | ​Females Prepubertal: < 40.0 pg/mL Postmenopausal: < 40.0 pg/mL HMG treatment (therapeutic range): 400.0-800.0 pg/mL Menstrual cycle Days 1-10: 61.0-394.0 pg/mL Days 11-20: 122.0-437.0 pg/mL Days 21-30: 156.0-350.0 pg/mL Males Prepubertal: < 40.0 pg/mL Adult: 40.0-115.0 pg/mL | Not Available | 3 - 5 days | Monday - Friday | A.M. | 3 mL (6 microtainers)
304 | ESTRIO | Estriol | Red Top (No Additive)-Preferred, Green Top (Li Heparin), Lavender Top (K2EDTA) | Quest Diagnostics |  | 82677 | ​Estriol, Serum | Estriol | ​Sent to reference laboratory. 0.3 ml refrigerated serum/plasma. 34883 | Liquid Chromatography/Tandem Mass Spectrometry | ​The placenta converts DHEA-S produced by the fetal adrenals to Estriol and other estrogens. Estriol is useful in assessing the fetal adrenals and placenta during pregnancy.More commonly, Estriol is one of the maternal serum biochemical markers used to screen for common chromosomal trisomies, especially Down syndrome. | ​Estriol, Serum ng/mL REFERENCE RANGES: Adult Males: 0.2 ng/mL or less Adult Females (nonpregnant): 0.1 ng/mL or less Pregnancy: 6.0-16.5 weeks gestation: 0.1-1.60 ng/mL 17.0-24.0 weeks gestation: 1.5 -5.8 ng/mL 25.0-32.5 weeks gestation: 2.7 -9.0 ng/mL 33.0-40.0 weeks gestation: 7.2-28.0 ng/mL | Not Available | 7 - 10 days | Mon - Thurs, Sunday | P.M. | 1mL (2 microtainers)
303 | ESTRAD | Estradiol | Red Top (No Additive) | Quest Diagnostics |  | 82670 |  | Estradiol | ​Sent to reference laboratory. Plasma, fluid, and serum collected in SST are not acceptable. 0.5 mL refrigerated serum. 30289 | Liquid Chromatography, Tandem mass Spectrometry | ​Diagnostic applications of estradiol assays include assessment of ovarian function in a wide variety of situations (menstrual disorders, precocious or delayed puberty, and assisted reproduction protocols). For men, estradiol measurement may be useful in the evaluation of gynecomastia. | ​Accompanies report | Not Available | Report available: 8 days | Monday - Friday, Sunday | A.M. | 0.2 mL serum, minimum. 0.5 mL serum, preferred
302 | ERYT | Erythropoietin | Red Top (No Additive) | Quest Diagnostics |  | 82668 | ​EPO | Erythropoietin | ​Sent to reference laboratory. 0.5 mL refrigerated serum. 3572 | Immunoassay | EPO is a hormone produced in the kidneys that regulates red blood cell production. Typically the concentration of EPO is inversely related to hemoglobin. Patients with renal disease, cancers, HIV infection, rheumatoid arthritis, ulcerative colitis, and many other medical conditions may exhibit a blunted or absence EPO response to anemia.Abnormally high concentrations of EPO are observed in patients with renal cell carcinoma and in conditions in which the bone marrow becomes resistant to the effects of EPO. | ​Adult Reference Range for Erythropoietin, Serum: 4.1-19.5 mIU/mL Pediatric Reference Ranges for Erythropoietin, Serum: 3 Weeks-2 Months 5.0-13.0 mIU/mL 3 Months-16 Years 9.0-28.0 mIU/mL Pediatric data from Br J Haematol (1988) 70:247-250. The erythropoietin reference range is based on individuals with normal hemoglobin and hematocrit values. | Not Available | 3 - 5 days | Monday - Friday | A.M. | 1.5 mL
301 | EBVQNT | Epstein-Barr Virus PCR, Quantitative | Lavender Top (K2 EDTA) for Blood, 0.5 mL Sterile Screw Top Container (CSF) | Esoteric TGH Laboratory |  | 87799 |  | Epstein Barr PCR Quantitative |  | Real-Time Polymerase Chain Reaction | ​Epstein-Barr Virus DNA, RT-PCR is useful in assessing active disease. Central nervous system infections can be diagnosed with CSF specimens. | ​Negative for presence of EBV DNA | Not Available | 48 hrs. | 3 days a week | A.M. | 3 mL or 0.5 mL CSF
300 | EBVPCR | Epstein-Barr Virus PCR, Fluid | Lavender Top (K2 EDTA) for Blood, 0.5 mL Sterile Screw Top Container (CSF) | Esoteric TGH Laboratory |  | 87798 |  | Epstein Barr Virus (EBV) by PCR |  | Real-Time Polymerase Chain Reaction | ​Epstein-Barr Virus DNA, PCR is useful in assessing active disease. Central nervous system infections can be diagnosed with CSF specimens. |  | Not Available | 48 hrs. | 5 days a week (M-F) | A.M. | 3 mL or 0.5 mL CSF
299 | EBVMF | Epstein-Barr Viral Capsid IgM Antibody, Fluid | Sterile, Leak proof, Screw Top Container | Immunology TGH Laboratory |  | 86665 | ​EBV IgM | Epstein Barr (EBV) IgM Ab Fluid | ​Test for fluid specimens only to be tested for EBV IgM antibodies | Enzyme Linked Immunosorbent Immunoassay | ​Primary infection by EBV causes infectious mononucleosis, usually a self-limiting disease in children and young adults. Infection with EBV can cause lymphoproliferative disorders including tumors. VCA-IgM typically appears approximately 4-6 weeks after initial infection and declines to undetectable in 1 month in young children and up to 3 months in others. | ​Negative | Not Available | 3 - 5 days | Monday - Friday | A.M. | 0.5 mL
298 | EBVM | Epstein-Barr Viral Capsid IgM Antibody | Red Top (No Additive) | Immunology TGH Laboratory |  | 86665 | ​EBV IgM | Epstein Barr Virus (EBV) IgM Ab Blood | ​IgM antibody to EBV, causative agent of infectious mononucleosis. Associated with Burkitts lymphoma and nasopharyngeal carcinoma. | Enzyme Linked Immunosorbent Immunoassay | ​Primary infection by EBV causes infectious mononucleosis, usually a self-limiting disease in children and young adults. Infection with EBV can cause lymphoproliferative disorders including tumors. VCA-IgM typically appears approximately 4-6 weeks after initial infection and declines to undetectable in 1 month in young children and up to 3 months in others. | ​Negative | Not Available | 3 - 5 days | Monday - Friday | A.M. | 1 mL (2 microtainers)
296 | EBVG | Epstein-Barr Viral Capsid IgG Antibody | Red Top (No Additive) | Immunology TGH Laboratory |  | 86664 | ​EBV IgG | Epstein Barr Virus (EBV) IgG Ab Blood |  | Enzyme Linked Immunosorbent Immunoassay | ​Primary infection by EBV causes infectious mononucleosis, usually a self-limiting disease in children and young adults. Infection with EBV can cause lymphoproliferative disorders including tumors. VCA-IgG appears approximately 10 weeks after initial infection and persists for life. Absence of VCA-IgG typically indicates the patient is susceptible to infection. | ​Negative | Not Available | Within 72 hrs. | Monday - Friday | A.M. | 1 mL (2 microtainers)
295 | EPIC | Epidemiology Culture | Sterile, Screw Top Container or Culturette | Microbiology TGH Laboratory |  | 87070 | ​Culture, Epi | Not orderable on Precise | ​Orderable by Infection Control Only | Conventional Culture |  | ​No Growth | Not Available | 2 - 4 days | Inoculated 7 days a week | 24 hrs | 1 mL of fluid or one culture
294 | UEO | Eosinophils, Urine | Sterile, Leak proof, Screw Top Container | Urinalysis TGH Laboratory |  | 89190 | ​Eosinophil Smear, Eos Smear | Wright Stain (EOS) Smear Urine | ​Send fresh urine less than 3 hrs old. First morning void is preferred | Manual Microscopy | ​This is a test used to screen for drug induced interstitial nephritis. | ​None seen | Not Available | 4 hrs |  | 24 hrs | 10 mL Urine
293 | ENVPCR | Enterovirus PCR | See Special Instructions | Esoteric TGH Laboratory |  | 87798 |  | Enterovirus PCR | ​0.5 mL CSF, Stool, rectal Swab, EDTA lavender top (1 microtainer ) NOTE: NP Swab transported in UTM (Universal Transport Medium) is also acceptable. | Real Time Polymerase Chain Reaction | ​This assay is used to detect the presence of Enterovirus RNA (including enterovirus, echovirus, coxsackievirus, and poliovirus) in a patient's specimen. The use of PCR to assay for the presence of viral RNA in clinical specimens allows for rapid patient testing. With the inclusion of real time fluorescent detection techniques, an accurate and sensitive detection can be made. | ​Enterovirus RNA Not Detected | Not Available | Within 72 hrs. | 3 days a week (M-W-F) | P.M. | 0.5 mL / 1 Swab
292 | ENDMA | Endomysial IgA Antibody | Red Top (No Additive) | Quest Diagnostics |  | 86255 | ​Endomysial Antibody Screen (IgA) with Reflex to Titer | Endomysial IgA Antibody | ​Sent to reference laboratory. 0.3 mL refrigerated serum. 15064 | Immunofluorescence Assay | ​Antiendomysial antibodies of the IgA class seem to be the most sensitive and specific markers for celiac disease and dermatitis herpetiformis, compared with antireticulin and antigliadin antibodies, which may also be present in these disorders. | ​Endomysial IgA Ab Titer: Less than 1:5 | Not Available | 3 - 5 days | Monday - Friday | A.M. | 1mL (2 microtainers)
291 | UELUT | Elution | Lavender Top (K2 EDTA) | Oneblood |  | 86860 |  | Not Orderable, Reflex Order | ​Sent to reference laboratory. |  |  |  | Not Available | Within 72 hrs. | 7 days a week | 24 hrs
290 | PROTE | Electrophoresis, Protein (BLOOD) | Red Top (No Additive) | Chemistry TGH Laboratory |  | 84165 |  | Electrophoresis Protein Blood | ​Add on specimens accepted within 1 weeks. | Electrophoresis | Protein electrophoresis evaluates the major protein fractions (i.e., albumin, alpha1, alpha2, beta, and gamma proteins) to determine if there are deficiencies or excesses as seen with macroglobulinemia, monoclonal gammopathy of undetermined significance (MGUS), and multiple myeloma. Quantitation of kappa and lambda is useful in detecting abnormal ratios or elevations in one of the two. This may characterize a monoclonal gammopathy.​ |  | Not Available | Within 72 hrs. | 5 days a week (M-F). Not performed on holidays | A.M. | 1mL (2 microtainers)
289 | FCLYTB | Electrolytes-Fecal (Sodium, Potassium and Cl) | Liquid feces (10 ml aliquot from random or timed Urine collection sent in Sterile, Screw Top Container. Refrigerate during collection (24, 48, 72 hr collection is acceptable) Only Liquid sample is acceptable. Formed stool is not acceptable. | Quest Diagnostics |  | 82438, 84302, 84311 | ​Fecal Electrolytes, Fecal Na, K, Cl | Electrolytes Feces | ​Sent to reference laboratory. 10.0 mL liquid stool aliquot. Stool must be shipped frozen. 10.0 mL aliquots of 24-hour, 48-hour, or 72-hour liquid stool specimens are also acceptable. 4945 | Flame Photometric, Coulometric titration | ​Electrolytes, stool, is useful in evaluating electrolyte loss in diarrhea and malabsorption states. | ​Reference ranges have not been established. However, Fecal Osmotic Gap in mOsm/kg can be calculated using the following equation: Fecal Osmotic Gap = 290 - 2x ([Na] + [K]). A Fecal Osmotic gap of 125 mOsm/kg or greater isindicative of osmotic diarrhea, whereas a result of 50 mOsm/kg or less indicates secretory diarrhea. | Not Available | Report available: next day | Monday - Friday | P.M. | 10.0 mL Liquid stool, preferred
288 | UELEC | Electrolytes, Urine | Sterile, Leak proof, Screw Top Container | Chemistry TGH Laboratory |  | 84300 84133 |  | Electrolytes Urine | ​Test performed only on urine | Electrochemistry (ion-selective electrode) |  | ​No reference Range | 1 hr. | 4 hrs | 7 days a week | 24 hrs | 1 mL Urine
287 | PLYTES | Electrolytes, Pulmonary | Green Top (Lithium Heparin) or ABG Heparinized Syringe | Respiratory TGH Laboratory |  | See individual |  | Pulmonary Electrolytes | ​Send specimens to tube station #43. | Specific Electrodes |  | ​Na+: 135-148 mMol/L K+: 3.7-5.3 mMol/L CA++: 1.15-1.38 mMol/L Cl-: 100-112 mMol/L Glucose: 85-125 mMol/L | 10 min. | 45 min. | 7 days a week | 24 hrs | 1 mL
286 | CHMLYT | Electrolyte Profile | Green (Li Heparin)-Preferred, Red (No Additive), Gold (SST) | Chemistry TGH Laboratory |  | 80051 |  | Electrolytes Blood | ​Includes Na, K, Cl, CO2 | Electrochemistry (ion-selective electrodes) | ​The electrolyte panel is useful in assessing acid-base balance in a wide variety of medical conditions. | ​See individual assays | 1 hr. | 4 hrs | 7 days a week | 24 hrs | 0.5 mL (1 microtainer)
285 | EHAB | E. histolytica Antibody | Red Top (No Additive) | Focus Diagnostics |  | 86753 | ​Entamoeba histolytica Antibody (IgG) | Amoebic Ab (E. histolytica) | ​Sent to reference laboratory. 0.3 mL refrigerated serum | Enzyme Linked Immunosorbent Immunoassay | ​Entamoeba histolytica is a parasitic protozoan that can infect the digestive tract and occasionally other tissues. Antibody IgG is useful in differentiating amebiasis from other causes of liver cysts and parasitic infection. | ​E. histolytica Ab IgG index value <0.90 NEGATIVE 0.90-1.10 EQUIVOCAL >1.10 POSITIVE | Not Available | 3 - 5 days | Wednesday | A.M. | 1mL (2 microtainers)
284 | ECOC | E. coli O157 H7 Culture | Sterile, Leak proof, Screw Top Container or 1 Culturette | Microbiology TGH Laboratory |  | 87046 |  | Escherichia coli O157:H7 Culture | For best results, specimens should be collected early in the acute phase. Multiple specimens (2 consecutive days) may be necessary to rule out infections in the convalescent stage, partially treated infections, or carrier states. Collect only one stool per day or every other day.If possible, avoid antibiotic administration, X-ray contrast materials, anti-diarrheal agents, antacids, bismuth, or oil installation.The specimen should NOT be collected out of the toilet or from urine soaked bedpan. | Conventional Culture | ​Escherichia coli (E. coli) O157:H7 was first recognized as the causative agent of hemorrhagic colitis in 1982. It is classified as an Enterohemorrhagic E. coli (EHEC) capable of producing Shiga toxin. Other serological types have been recognized since the initial reports of E. coli O157:H7. Since that time, sporadic and outbreak cases of E. coli O157:H7 have occurred primarily in the Northeast area of the USA. The shigatoxin disease produced by E. coli O157:H7 or other serotypes can progress from diarrhea to cause hemolytic uremic syndrome in children (HUS) or thrombic thrombocytopenic purpura (TTP) in adults. | ​Negative | Not Available | 2 days | 7 days a week | 24 hrs | 1 rectal swab or 1 gram feces
283 | DRUGSS | Drug Screen, Serum | Red Top (No Gel) preferred Lavender Top (K2EDTA) acceptable | Quest Diagnostics | Blood | 80100, 84600 | ​Drug Screen Comprehensive (Serum/Plasma) | Lab 2137 | ​Sent to reference laboratory. 3 mL serum or plasma. Ship refrigerated. | LC/MS/MS | ​Toxicology screens are used to identify substances affecting a patient and to guide the clinician to predict future toxic effects, to confirm the differential diagnosis or to guide therapy. | ​No compounds detected | Not Available | Report available in 2 days | Monday - Friday | A.M. | 3 mL serum (or plasma)
282 | DRUGSU | Drug Screen Comprehensive Urine | Sterile, Leak proof, Screw Top Container | Quest Diagnostics |  | 80100 | ​Comprehensive Drugs of Abuse, URINE | Not available in Precise | ​Sent to reference laboratory. 25 mL refrigerated urine. | Immunoassay, Colorimetry, Chromatography | ​Comprehensive Drug Screen is useful in identifying unknown drugs in patients with suspected overdose. | ​No drugs detected | Not Available | 4 - 7 days | Monday - Friday | P.M. | 25 mL Urine
281 | ERDRGP | Drug Profile, Urine (Emergency Room Only) | Sterile, Leakproof, Screw Top Container | Chemistry TGH Laboratory |  | 80101 (x7) | ​UDS (ER only) | Drug Profile Urine (ER Only) | ​Test performed on urine only. Includes Amphetamines, Barbiturates, Benzodiazepines, Cannabinoids, Cocaine, Opiates, Phencyclidine (PCP), Methadone, Oxycodone Panel does not include Ethanol. | Enzyme Immunoassay |  |  | 1 hr | 4 hr | 7 days a week | 24 hrs | 1 mL Urine
280 | DRUGP | Drug Profile | Sterile, Leak proof, Screw Top Container | Chemistry TGH Laboratory |  | 80101 (x7) | ​UDS | Drug Profile Urine | ​Test performed on urine for inpatients only. Includes Amphetamines, Barbiturates, Benzodiazepines, Cannabinoids, Cocaine, Ethanol, Opiates, Phencyclidine (PCP), Methadone, Oxycodone | Enzyme immunoassay |  | ​Negative for all tests | 1 hr. | 4 hrs. | 7 days a week | 24 hrs | 1 mL Urine
279 | DOX | Doxepin (Sinequan) | Red Top (No Additive) preferred, Green Top (Lithium Heparin), Lavender Top (K2 EDTA) | Quest Diagnostics |  | 80166 | ​Sinequan, Adapin | Doxepin (Sinequan) | ​Sent to reference laboratory. 1.5 mL refrigerated serum/plasma. Collect as a trough just before next dose or at least 12 hours after last dose. Do not use serum separator (gel barrier) tubes. | Liquid Chromatography, Tandem Mass Spectrometry | ​Doxepin is useful in treating patients with depression and anxiety. Therapeutic drug monitoring is useful to optimize dose and avoid toxicity. | ​Doxepin No age/sex specific ranges for this test Nordoxepin (Desmethyldoxepin) No age/sex specific ranges for this test Doxepin + Nordoxepin (Desmethyldoxepin) 100-250 mcg/L Detection limit 5 mcg/L | Not Available | 3 - 5 days | Monday - Friday | A.M. | 5 mL
278 | DISOP | Disopyramide (Norpace) | Red Top (No Additive) preferred, Lavender Top (K2EDTA) | Quest Diagnostics |  | 80299 | ​Norpace | Disopyramide (Norpace) | ​Sent to reference laboratory. 0.5 mL refrigerated serum/plasma Do not use serum separator (gel barrier) tubes. 7772 | Enzyme Immunoassay | ​Disopyramide is useful in treating patients with cardiac arrthymias and tachycardia. Therapeutic drug monitoring is useful to optimize dose and avoid toxicity. | ​2.0-5.5 mcg/mL Therapeutic range: 2.0-5.5 mcg/mL Potentially Toxic Value: >=7.0 mcg/mL | Not Available | 4 - 7 days | Monday - Saturday | A.M. | 2 mL (4 microtainers)
277 | DISAC | Disaccharide Enzyme Analysis | Sterile, Leak proof, Screw Top Container | Specialty Laboratories | Tissue | 82657 x4 | ​​ | Disaccharide Enzyme | ​** Specimen Collected in GI Lab **Small Bowel Biospy: Frozen 5 mg Biopsy Specimen Instructions: Specimen: 5 mg small bowel biopsy (plastic urine container); must be frozen within 2 hours of collection. Rejection Criteria: Samples frozen later than 2 hours post collection, and samples immersed in a colorless fluid (ie: saline, formalin, etc.) | Spectrophotometry | ​Lactase, maltase, palatinase, and sucrase are mucosal disaccharidases that are present in normal small intestine and fetal colon. A decrease in the enzyme activity of these disaccharidases has been noted in colonic adenomas, adenocarcinoma, and malabsorption. Decreased disaccharidase activity is a good indicator of mucosal injury with the exception of lactase. | ​Accompanies Report | Not Available | 3 - 5 days | Tues - Sat | A.M. | 2 mg
276 | FPTN | Dilantin, Free (Phenytoin, Free) Panel | 2.5 mL serum collected in a red-top tube (no gel) | Quest Diagnostics |  | 80186 | ​Free Dilantin Panel | Phenytoin Free + Total (Dilantin) | ​Transport refrigerated (cold packs), stable for 7 days refrigerated, 4 days at room temp. Add on specimens accepted within 7 days. | Fluorescence polarization immunoassay | ​The unbound (free) drug is the pharmaceutically active component of phenytoin. The percent free is influenced by renal disease, pregnancy, protein abnormalities, and other medical conditions. | ​Phenytoin, Free: 1.0 – 2.0 mcg/mL Phenytoin, Total: 10.0 – 20.0 mg/L | Not Available | 3-5 days | Mon - Fri | All shifts | 2.0 mL serum minimum
275 | PTN | Dilantin (Phenytoin) | Green (Li Heparin)-Preferred, Red Top (No Additive), Gold Top (SST) | Chemistry TGH Laboratory |  | 80185 |  | Phenytoin (Dilatin) | ​Add on specimens accepted within 5 days | Immunoturbidimetric | ​Phenytoin is an anticonvulsant used in the treatment of tonic-clonic (Grand Mal) and focal seizures. Therapeutic drug monitoring is useful in optimizing dose and avoiding toxicity. | ​10 - 20 µg/ mL | 1 hr. | 4 hrs | 7 days a week | 24 hrs | 0.5 mL (1 microtainer)
274 | DIG | Digoxin | Green (Li Heparin)-Preferred, Red Top (No Additive), Gold Top (SST) | Chemistry TGH Laboratory |  | 80162 | ​Lanoxin | Digoxin | ​Add on specimens accepted within 48 hours. | Immunoturbidimetric | ​Digoxin is administered for conditions of heart failure or in the treatment of certain cardiac arrhythmias.It is monitored for possible toxicity and inadequate therapeutic response. | ​0.8 - 2.1 ng/ mL | 1 hr. | 4 hrs | 7 days a week | 24 hrs | 0.5 mL (1 microtainer)
273 | DHEASU | DHEA-Sulfate | Red Top (No Additive) | Quest Diagnostics |  | 82627 | ​DHEA Sulfate | Dehydroepiandrosterine (DHEAS) | ​Sent to reference laboratory. 0.5 mL refrigerated serum. 1452 | Immunoassay | ​Measurement of dehydroepiandrosterone sulfate (DHEAS), an adrenal steroid, is important to investigations of abnormal hair growth (hirsutism) and balding (alopecia) in women. It is also a value in the assessment of adrenarche and delayed puberty. | ​DHEA-S, Females Age__________________Range < 1 month__________15-261 mcg/dL 1-6 months_________< or = _74 mcg/dL 7-11 months________< or = _26 mcg/dL 1-3 yrs_____________< or = _22 mcg/dL 4-6 yrs_____________< or = _34 mcg/dL 7-9 yrs_____________< or = _92 mcg/dL 10-13 years_________< or = 148 mcg/dL 18-29 years__________45-320 mcg/dL 30-39 years__________40-325 mcg/dL 40-49 years__________25-220 mcg/dL 50-59 years__________15-170 mcg/dL 60-69 years_________< or = 185 mcg/dL 70-90 years_________< or = 90 mcg/dL > 90 years__________ Not Established DHEA-S, Males Age__________________Range < 1 month_________< or = 316 mcg/dL 1-6 months_________< or = _58 mcg/dL 7-11 months________< or = _26 mcg/dL 1-3 yrs____________< or = _15 mcg/dL 4-6 yrs____________< or = _27 mcg/dL 7-9 yrs____________< or = _91 mcg/dL 10-13 years________< or = 138 mcg/dL 14-17 years_________ 38-340 mcg/dL | Not Available | 3 - 5 days | Monday - Friday | A.M. | 2 mL (4 microtainers)
272 | DEXAMB | Dexamethasone [29391X] | Red Top (No Gel) preferred. Alternate specimen type: Plasma collected in Green Top (lithium heparin or sodium heparin), Grey Top (sodium fluoride) | Quest Diagnostics Nichols Institute San Juan Capistrano |  | 80299 |  | Dexamethasone | ​Sent to reference laboratory. Draw between 8:00am and 10:00am. Transport refrigerated (cold packs). 0.85 mL serum preferred. | Chromatography/Mass Spectrometry | ​Test used to differentiate diagnosis of Cushing’s syndrome. | ​Baseline: Less than 20 ng/dL. 1 mg dexamethasone overnight: 180-550 ng/dL (8:00-10:00am) | Not Available | 3-11 days | Monday |  | 0.25 mL serum (red top, no gel), minimum. 0.6 mL plasma
271 | DESI | Desipramine (Norpramin) | Red Top (No Gel) preferred, Alternate specimen type: Green Top (lithium or sodium heparin), Lavender Top (EDTA) | Quest Diagnostics |  | 80160 | ​Norpramin | Desipramine (Norpramin) | ​Sent to reference laboratory. 3.0 mL refrigerated serum/plasma Patient preparation: Collect at steady state trough; at least 12 hours after dose. Do not use serum separator (gel barrier) tubes. Gross hemolysis is unacceptable. | Liquid Chromatography, Tandem Mass Spectrometry | ​Desipramine is a tricyclic antidepressant. Therapeutic drug monitoring is useful to optimize dose and avoidtoxicity. | ​50-300 mcg/L | Not Available | Report available: next day | Monday - Friday | A.M. | 1.5 mL serum (red top, no gel), minimum. 3.0 mL serum, preferred
270 | DFAP | Dengue Fever Antibody | Red Top (No Additive) | Focus Diagnostics |  | 86790 X2 | ​Dengue Fever Antibody (IgG, IgM) | Dengue Fever Antibody | ​Sent to reference laboratory. 0.5 mL refrigerated serum. 5674 | ENZYME LINKED IMMUNOSORBENT IMMUNOASSAY | ​Dengue hemorrhagic fever and Dengue shock syndrome are caused by infection of a RNA flavivirus transmitted by a mosquito vector. Paired acute and convalescent specimens that exhibit a significant change in titer are useful to confirm clinical diagnosis of infection. | ​Dengue Fever IgG <0.90 Dengue Fever IgM <0.90 | Not Available | Report available: 4 days | Monday - Friday | A.M. | 0.5 mL serum, minimum. 1.0 mL serum, preferred
269 | DDIMER | D-Dimer | Light Blue Top (3.2% Sodium Citrate) | Hematology TGH Laboratory |  | 85379 | ​Ddimer | D dimer | ​Plasma stored in an unopened sodium citrate collection tube at room temperature, (20-25°C) must be tested within 4 hours of collection or plasma separated and frozen. Frozen plasma can be stored for 2 weeks at -20° C or -70° C for 12 months. Please note: Whenever possible frozen specimens should be submitted from offsite locations. Whole blood specimens from offsite locations must be transported and ordered as STAT.If specimen cannot be analyzed within an acceptable time frame testing will be cancelled. To centrifuge and freeze plasma: * Verify the specimen is not clotted using applicator sticks * Verify the specimen tube is properly filled * Centrifuge specimen at 5000 RPM for 10 minutes as soon as possible after collection (up to 4 hours). * Label a polypropylene test tube with label that includes a minimum of two unique patient identifiers (such as name and date of birth). * Using a disposable transfer pipette, transfer the plasma (leave about 0.5ml do not disturb the buffy coat) to a labeled test tube. * If available perform platelet count on the plasma to verify platelet count is <10 K/uL * If platelet count is 10K/uL repeat centrifugation process * If multiple specimens collection tubes, do not pool plasma from collection tubes together. * Freeze plasma and transport to the laboratory for testing on dry ice. * Specimen must remain frozen until testing is performed. Criteria for rejecting specimens for testing include: Tubes not properly labeled, filled (+/- 10% of required fill volume), clotted specimens, plasma that is moderately to grossly hemolyzed, plasma that has not been properly stored or tested within defined timeframe, frozen specimen plasma platelet count >10 K/uL or Fibrinogen <35 mg/dL and not clinically indicated | Immunoassay | ​D-Dimer is one of the measurable byproducts of activation of the fibrinolytic system. Quantitation of D-Dimer assesses fibrinolytic activation and intravascular thrombosis. D-Dimer is of particular value in excluding the diagnosis of venous thromboembolism among patients at high risk. | ​<0.5 mg/L To rule out PE/DVT the D-Dimer test must be used in conjunction with clinical pre-test probability. The negative predictive value for D-Dimer is <0.5 mg/L | 1 hr. | 4 hrs |  | 24 hrs | One 2.7 mL or 1.8 mL 3.2% sodium citrate collection tube filled to the minimum line OR 1 mL of frozen plasma
268 | DCP | DCP (Des-Gamma-Carboxy-Prothrombin) | Red Top (No Additive) | Quest Diagnostics Nichols Inst San Juan Capistrano |  | 83951 | ​Des-Gamma-Carboxy-Prothrombin PIVKA-ll |  | ​Sent to reference laboratory. 1.0 mL refrigerated serum. 19982 | Immunoassay | ​The DCP assay is intended for in vitro diagnostic use as an aid in the risk assessment of patients with chronic liver disease for progression to hepatocellular carcinoma (HCC) in conjunction with other laboratory findings and clinical assessment. | ​<7.5 ng/mL | Not Available | Report available: 3 days | Tuesday | A.M. | 0.5 mL serum, minimum. 1.0 mL serum, preferred
267 | ALA | D Aminolevulinic Acid, Random Urine | Sterile, Leak proof, Screw Top Container | Quest Diagnostics |  | 82135 | ​Delta Aminolevulinic Acid (ALA) | Aminolevulinic D Acid Urine (Random) | ​Sent to reference laboratory. 10 mL Random Urine with no preservative. Keep refrigerated. Room temperature stability is not established. Wrap container in aluminum foil to protect from light. Do not use first morning void, late evening specimen (after 8:00 PM), or specimen after excessive fluid intake. | Colorimetric | ​ALA is a precursor to uroporphyrin, coproporphyrin, and protoporphyrin. Concentrations of ALA are greatly increased in many patients with acute neurological forms of porphyrias and in some patients with chronic alcohol abuse. | ​0.03 – 0.54 mg/dL Detection limit: 0.03 mg/dL | Not Available | Report available: 3 days | Monday, Wednesday, Friday | P.M | 1.0 mL Urine, minimum. 10.0 mL Urine, preferred
266 | DALA | D Aminolevulinic Acid, 24 hr urine | 24 hr Urine Container | Quest Diagnostics |  | 82135 | ​Delta Aminolevulinic Acid | Aminolevulinic D Acid, 24 hr urine | ​Sent to reference laboratory. 2 mL refrigerated urine. 24-hour urine with no preservative. Refrigerate during and after collection. Protect from light. | Colorimetric | ​ALA is a precursor to uroporphyrin, coproporphyrin, and protoporphyrin. Concentrations of ALA are greatly increased in many patients with acute neurological forms of porphyrias and in some patients with chronic alcohol abuse. | ​Delta ALA, 24 hr Urine mg/24 hr ADULTS: 6.4 OR LESS | Not Available | 4 - 7 days | Monday, Wednesday, Friday | P.M. | 24 hr urine
265 | CMVMF | Cytomegalovirus IgM Antibody, Fluid | Sterile, Leak proof, Screw Top Container | Immunology TGH Laboratory |  | 86645 |  | Cytomegalovirus IgM Ab Fluid | ​Test is for fluid specimens ONLY to be tested for CMV-IgM antibodies. | Enzyme Linked Immunosorbent Immunoassay | ​CMV is a herpes virus which causes a range of infections.Symptoms can include fever, lethargy and atypicallymphocytosis that can mimic the symptoms caused by Epstein-Barr virus. | ​Negative | Not Available | 3 - 5 days | Monday - Friday | A.M. | 0.5 mL
264 | CMVM | Cytomegalovirus Antibody (IgM) | Red Top (No Additive) | Quest Diagnostics Nicholas Institute | Serum - Blood | 86645 | ​​CMV Antibody IgM, CMV IgM Ab, Cytomegalovirus IgM Antibody | Cytomegalovirus IgM Ab Blood | ​Sent to a reference lab. Transport at room temperature. Gross hemolysis, lipemia and icteric specimens will be rejected. | Immunoassay (IA) | ​CMV infections are common and usually asymptomatic. In pateints who are immunocompromised, CMV may cause disseminated, severe disease. CMV may cause birth defects in a minority of infected newborns.​ | ​<30.00 AU/mL No antibody detected 30.00-34.99 AU/mL Equivical >=35.00 AU/mL Antibody detected Results from any one IgM assay should not be used as a sole determinant of a current or recent infection. Because an IgM test can yield false positive results and low level IgM antibody may persist for more than 12 months post infection, reliance on a single test result could be misleading. Acute infection is best diagnosed by demonstrating the conversion of IgG from negative to positive. If an acute infection is suspected, consider obtaining a new specimen and submit for both IgG and IgM testing in two or more weeks. | Not Available | Next day | Tuesday, Thursday, Saturday | A.M. | 0.5 mL (2 microtainers); 1 mL serum preferred.
262 | CMV1 | Cytomegalovirus IgG Antibody | Red Top (No Additive) | Immunology TGH Laboratory |  | 86644 | ​CMV IgG | Cytomegalovirus IgG Ab Blood | ​CMV causes an infectious mononucleosis syndrome indistinguishable from heterophile positive mononucleosis. Significant CMV titers are found almost universally in patients with AIDS. Also see "TORCH-IgG Antibody | Enzyme Linked Immunosorbent Immunoassay | ​CMV IgG antibody useful in determining prior exposure to CMV for purposes of organ transplantation. CMV can cause, fever, lethargy and atypical lymphocytosis that can mimic the symptoms caused by Epstein-Barr virus | ​Negative | Not Available | Within 72 hrs. | Monday - Friday | A.M. | 1mL (2 microtainers)
261 | CMVQTP | Cytomegalovirus (CMV) PCR, Quantitative | Lavender Top (K2 EDTA) | Esoteric TGH Laboratory |  | 87497 |  | Cytomegalovirus (CMV) PCR Transplant | ​This test performs CMV DNA detection in plasma. Quantitation is performed on all positive specimens. | Real Time PCR | ​CMV infections are common and usually asymptomatic. In patients who are immunocompromised, CMV may cause disseminated, severe disease. CMV may cause birth defects in a minority of infected newborns. DNAmethods provide the highest sensitivity and specificity of any method. | ​CMV DNA Not Detected | Not Available | 48 hrs. | 7 days a week. Not performed on holidays | A.M. | 0.5 mL
260 | CMVPCR | Cytomegalovirus (CMV) PCR, Fluid | Sterile, Leak proof, Screw Top Container | Esoteric TGH Laboratory |  | 87496 |  | Cytomegalovirus (CMV) PCR, Fluid | ​Random urine: 1.0 mL CSF:1.0 mL Bronchial lavage/ wash:1.0 mL | Real Time PCR | ​CMV infections are common and usually asymptomatic. In patients who are immunocompromised, CMV may cause disseminated, severe disease. CMV may cause birth defects in a minority of infected newborns. DNAmethods provide the highest sensitivity and specificity of any method. | ​NOT DETECTED | Not Available | Within 72 hrs. | 5 days a week (M-F). Not performed on holidays | A.M. | 1 mL
259 | CYTNGY | Cytology, Urine | Sterile, Leak proof, Screw Top Container | Cytology TGH Laboratory |  | 88112 | ​Urine Cytology | Manual Cytopathology Requisition Only | ​Submit fresh urine, bladder washing or urethral washings. For urine specimens the first morning voidedspecimen is UNACCEPTABE due to cellular degeneration. Submit with completed cytopathology requisition and indicate whether urine specimen is catheterized or voided. Specimens not delivered during cytology laboratoryhours should be refrigerated. | Microscopic Examination | ​Examinations of urine cytology may be useful in the evaluation of neoplastic and inflammatory conditions in the urinary system. | ​See Report | Not Available | Within 72 hrs. | 5 days a week (M-F). Not performed on holidays | 6 am to 4 pm | 10 mL
258 | CYTNGY | Cytology, Sputum | Sterile, Leak proof, Screw Top Container | Cytology TGH Laboratory |  | 88112 Thin | ​Sputum Cytology | Manual Cytopathology Requisition Only | ​Submit early morning deep-cough specimen prior to any food ingestion. Upon arriving have the patient rinse mouth with water and then expectorate a deep cough (Saliva and nasal secretions are not acceptable). Submit with completed cytopathology requisition and specify the need for any special stains (i.e. Pneumocystis carnii). Deliver as a soon as possible. Specimens not delivered during cytology laboratory hours should be refrigerated. | Microscopic Examination | ​Examination of sputum cytology may aid in the evaluation of neoplasms and respiratory infections. | ​See Report | Not Available | Within 72 hrs. | 5 days a week (M-F). Not performed on holidays | 6 am to 4 pm | Easily visible amounts required.
257 | CYTNGY | Cytology, Skin (viral) lesion | See Special Instructions | Cytology TGH Laboratory |  | 88104 | ​Lesion Cytology | Manual Cytopathology Requisition Only | ​Remove crust or dome of lesion. Scrape ulceration and spread on alcohol-moistened slide. Spray fix immediately (within seconds) or immerse in 95% alcohol (3-5 minutes). DO NOT use commercial hair spray as a fixative. The variability of ingredients results in poor specimen preservation. Submit with completed cytopathology requisition | Microscopic Examination | ​Examination of lesion are used to establish the presence of a viral infection. | ​See Report | Not Available | Within 72 hrs. | 5 days a week (M-F). Not performed on holidays | 6 am to 4 pm | 1 Smear
256 | CYTNGY | Cytology, Respiratory Specimens | Sterile, Leak proof, Screw Top Container | Cytology TGH Laboratory |  | 88112 Thin | ​Bronchial Washings or BAL Cytology | Manual Cytopathology Requisition Only | ​Sources include Bronchial Washings/ Bronchioalveolar Lavage (BAL) Cytology, Tracheal Aspirates Submit with completed cytopathology requisition and specify the need for any special stains (i.e. Pneumocystis carnii). Deliver to laboratory immediately. Specimens not delivered during cytology laboratory hours should be refrigerated. | Microscopic Examination | ​Examination of Bronchial Washings/Lavage and tracheal aspirates are useful in the diagnosis of airway diseases including airway disease, interstitial lung disease, opportunistic pulmonary infections and malignancy. | ​See Report | Not Available | Within 72 hrs. | 5 days a week (M-F). Not performed on holidays | 6 am to 4 pm | Easily visible amounts required.
255 | CYTPAP | Cytology, Pap Smear (Thin Prep) | Thin Prep vial | Cytology TGH Laboratory |  | 88142 | ​PAP Smear | Manual Cytopathology Requisition Only | ​Obtain adequate sampling from the ectocervix using plastic spatula. Immediately rinse spatula in the PresevCyt Solution. Also obtain an adequate sampling from the endocervix using an endocervical brush device. Rinse the brush in the same PreservCyt Solution and swirl the brush vigorously to further release material. Do not let the brush sit in the vial. Submit with completed cytopathology requisition | Microscopic Examination | ​Examination or PAP smears are useful in the diagnosis of primary or metastatic neoplasms, cervical dysplasia and certain genital infections. | ​See Report | Not Available | Within 72 hrs. | 5 days a week (M-F). Not performed on holidays | 6 am to 4 pm | Thin Prep vial
254 | CYTNGY | Cytology, Nipple Discharge | See Special Instructions | Cytology TGH Laboratory |  | 88104 | ​Nipple Discharge Smear | Manual Cytopathology Requisition Only | ​Drops of fluid from the nipple are smeared directly onto slide and sprayed fixed immediately (within seconds) orimmersed in 95% alcohol (3-5 minutes). DO NOT use commercial hair spray as a fixative. The variability ofingredients results in poor specimen preservation. All slides must be labeled with patient's name. Submit withcomplete cytopathology requisition | Microscopic Examination | ​Examination of nipple discharge may aid in the evaluation of neoplastic or inflammatory lesions of the breast. | ​See Report | Not Available | Within 72 hrs. | 5 days a week (M-F). Not performed on holidays | 6 am to 4 pm | Prepare two smears or the amount that specimen allows
253 | CYTNGY | Cytology, Fine Needle Aspiration (FNA) | See Special Instructions | Cytology TGH Laboratory |  | 88173 | ​FNA | Manual Cytopathology Requisition Only | ​Rinse FNA needle immediately into 30 mL Cytolyte fixative available from cytology or SPD. Submit with completed cytopathology requisition. Deliver to laboratory immediately. | Microscopic Examination | ​Examinations of FNAs are useful in order to screen and diagnosis for primary benign and malignant lesions as well as metastatic lesions. FNAs can also assist in the diagnosis of infectious diseases. | ​See Report | Not Available | Within 72 hrs. | 5 days a week (M-F). Not performed on holidays | 6 am to 4 pm | See Special Instructions
252 | CYTNGY | Cytology, Cerebrospinal Fluid | Sterile, Leak proof, Screw Top Container | Cytology TGH Laboratory |  | 88112 Thin | ​CSF Cytology | Manual Cytopathology Requisition Only | ​Submit with completed cytopathology requisition Specimens not delivered during cytology laboratory hoursshould be refrigerated. | Microscopic Examination | ​Examination of CSF may establish the presence of a primary of metastatic neoplasm and aid in the diagnosis of ainfectious process. | ​See Report | Not Available | Within 72 hrs. | 5 days a week (M-F). Not performed on holidays | 6 am to 4 pm | 1 mL
251 | CYTNGY | Cytology, Brushings | See Special Instructions | Cytology TGH Laboratory |  | 88112 Thin | ​Brushings Cytology | Manual Cytopathology Requisition Only | ​Sources include Bronchial, gastric, common bile duct and esophageal brushings. Submit Brush tip in saline. Submit with completed cytopathology requisition and specify the need for any special stains (i.e. Pneumocystis carnii). Deliver to laboratory immediately. Specimens not delivered during cytology laboratory hours should be refrigerated. | Microscopic Examination | ​Examination of brushings are used to establish the presence of primary or metastatic neoplasms and aid in thediagnosis of certain infectious diseases. | ​See Report | Not Available | Within 72 hrs. | 5 days a week (M-F). Not performed on holidays | 6 a.m. to 4 p.m. | Brush tip in saline
250 | CYTNGY | Cytology, Body Fluids | Sterile, Leak proof, Screw Top Container | Cytology TGH Laboratory |  | 88112 | ​Fluid Cytology | Manual Cytopathology Requisition Only | ​Submit fresh and refrigerate until transported. Add heparin as needed. Send with completed cytology requisition. Sources include Ascitic fluid, peritoneal fluid, paracentesis fluid, abdominal fluid, peritoneal washing, pelvic washing, pleural fluid, thoracentesis fluid, pericardial fluid. | Microscopic Examination | ​Cytolopathological examinations of body fluids may establish the presence of primary and metastatic neoplasmsand also may aid in the evaluation of an infectious process. | ​See Report | Not Available | Within 72 hrs. | 5 days a week (M-F). Not performed on holidays | 6 am to 4 pm | 10 mL
249 | URCYST | Cystine, Quantitative, Urine | Sterile, Leak proof, Screw Top Container (Urine Vial) | Quest Diagnostics |  | 82131 | ​Cystine, Quantitative, Random Urine | Cystine Random Urine | ​Specimen must be frozen. Do not thaw. Transport frozen. Do not use preservatives. Urine with pH less than 2.0 will be rejected. Patient age is required for correct reference range. Catheterized urine or first void clean catch urine or Random clean catch urine. 1.8 mL frozen urine. 6017 | Liquid Chromatography Mass Spectrometry | ​Cystinuria is an autosomal recessive disease in which dibasic amino acids, including cystine, are excreted inexcess. Cystine kidney stones account for approximately 1-3% of all kidney stones. Age of onset is often younger than other types of kidney stones and the recurrence is approximately one-third. | ​Accompanies report | Not Available | 5 days | Tuesday, Thursday | A.M. | 0.5 mL Urine: 1.8 mL preferred
248 | CYST24 | Cystine, 24 hr Urine | 24 hr Urine Container (no preservative) | Quest Diagnostics |  | 82131 | ​Cystine, 24-Hour Urine | Cystine, 24Hr Urine | ​1.8 ml frozen 24 hour urine Patient's age is required for correct reference range. Keep collection container refrigerated during 24-hour collection. Start collection after first morning void. Collect through first morning void of the next day. Take collection to the laboratory ASAP on the second day. 6016 | High Performance Liquid Chromatography | ​Cystinuria is an autosomal recessive disease in which dibasic amino acids, including cystine, are excreted in excess. Cystine kidney stones account for approximately 1-3% of all kidney stones. Age of onset is often younger than other types of kidney stones and the recurrence is approximately one-third. | ​Accompanies report | Not Available | 5 days | Tuesday and Thursday | A.M. | 24 hr urine (1.8 mL urine preferred, 0.5 mL minimum volume accepted)
247 | CYSTAB | Cysticerus IgG Antibody | Red Top (No Additive) | Focus Diagnostics |  | 86682 | ​Taenia solium Ab | Cysticercus Antibody | ​0.3 mL refrigerated serum. 23322 | Enzyme Linked Immunosorbent Immunoassay | ​Cysticercosis is caused by infection with the larval form (cysticercus) of the pork tapeworm Taenia solium. Clinical manifestations of cysticercosis most commonly result from the lodging of cysticerci in brain and neural tissue. Common symptoms of neurocysticercosis include seizures and convulsions. Antibodies from other parasitic infections, especially echinococcosis, may cross-react in the Cysticercus IgG ELISA. Confirmation of positive ELISA results by the Cysticercus IgG Antibody Western Blot is recommended. | ​Accompanies Report | N/A | 3 days | Tuesday, Friday | A.M. | 0.25 mL minimum volume (1.0 ml preferred)
246 | CYCLOT | Cyclosporine, Trough | Lavender Top (K2 EDTA) | Chemistry TGH Laboratory |  | 80158 |  | Cyclosporine Trough | ​Add on specimens accepted within 7 days. | Chemiluminescent microparticle immunoassay | ​Cyclosporine is a commonly used immunosuppressive drug in patients receiving transplants. Therapeutic drug monitoring is useful to optimize dose and avoid toxicity. | ​No definitive therapeutic or toxic ranges have been established. Optimal blood drug levels are influenced by type of transplant, patient response, time post-transplant, co-administration of other drugs, and drug formulation. | 1 hr. | 8 hrs | 7 days a week | 24 hrs | 1 mL (2 microtainers)
245 | CYCLOS | Cyclosporine, Random | Lavender Top (K2 EDTA) | Chemistry TGH Laboratory |  | 80158 |  | Cyclosporine, Random | ​Add on specimens accepted within 7 days. | Chemiluminescent microparticle immunoassay | ​Cyclosporine is a commonly used immunosuppressive drug in patients receiving transplants. Therapeutic drug monitoring is useful to optimize dose and avoid toxicity. | ​No definitive therapeutic or toxic ranges have been established. Optimal blood drug levels are influenced by type of transplant, patient response, time post-transplant, co-administration of other drugs, and drug formulation. | 1 hr. | 8 hrs | 7 days a week | 24 hrs | 0.5 mL (1 microtainer)
244 | CYCLOP | Cyclosporine, Peak | Lavender Top (K2 EDTA) | Chemistry TGH Laboratory |  | 80158 |  | Cyclosporine Peak | ​Add on specimen accepted within 7 days | Chemiluminescent microparticle immunoassay | ​Cyclosporine is a commonly used immunosuppressive drug in patients receiving transplants. Therapeutic drug monitoring is useful to optimize dose and avoid toxicity. | ​No definitive therapeutic or toxic ranges have been established. Optimal blood drug levels are influenced by type of transplant, patient response, time post-transplant, co-administration of other drugs, and drug formulation | 1 hr. | 8 hrs | 7 days a week | 24 hrs | 0.5 mL (1 microtainer)
243 | CN | Cyanide | Sodium Heparin (Green Top), preferred, Call Lab to obtain Sodium Heparin Green Top EDTA (Lavender Top), sodium fluoride (Gray-top) acceptable | Quest Diagnostics |  | 82600 | ​Cyanide, Blood | Cyanide | ​10.0 mL refrigerated whole blood. Call lab for sodium heparin green top. 400 | Colorimetric | ​Toxic syndromes are rapid and include flushing, headache, dizziness, and tachypnea that may progress to respiratory depression and death. 80% of cyanide is converted to thiocyanate. Administration of sodium nitroprusside contributes to the total body pool of cyanide and complicates interpretation. | ​< 0.1 mg/L | Not Available | Next day | Monday, Wednesday, Friday | A.M. | 1.0 ml whole blood (minimum), 10.0 ml whole blood, preferred
242 | FLDC | Culture, Fluid | Sterile, Leak proof, Screw Top Container or Culturette | Microbiology TGH Laboratory |  | 87070 | ​Fluid Culture | Culture Fluid |  | Conventional Culture | ​Aerobic bacteria, requiring oxygen for reproduction are recovered in aerobic culture. These include most of the bacterial infections that cause disease. When an organism is identified, antibiotic sensitivities are performed that guide selection of appropriate antibiotic treatment for clinically significant pathogens. | ​No Growth | Not Available | 2 days | 7 days a week | 24 hrs | 1 mL fluid or 1 culturette
241 | UCRYST | Crystals, Fluid | EDTA Lavender top (preferred) or Sterile, Leak proof, Screw Top Container | Urinalysis TGH Laboratory |  | 89060 | ​Fluid Crystals | Crystal Fluid | ​Ideally a wet preparation of the fluid should be examined immediately (within 1 hour of collection). Add on requests accepted. Specimens >4 hrs old at time of analysis will include specimen integrity disclaimer. | Microscopy/Polarized light | ​The most common fluid examined for crystals is synovial fluid. Microscopic examination of synovial fluid is usedto search for pathological crystals i.e. gout - monosodium urate pseudogout - calcium pyrophosphate | ​No Crystals Seen | 1 hr. | 4 hrs | 7 days a week | 24 hrs | 1mL
238 | CRYT | Cryptococcal Antigen | Sterile, Leak proof, Screw Top Container Red Top (No Additive) | Microbiology TGH Laboratory |  | 87327 |  | Cryptococcal Antigen | ​Centrifuge and separate at least 1.0 mL serum and refrigerate specimen at 2-8 degrees C until ready for testing. If blood specimens will not be tested within 48 hours after collection, they should be centrifuged and the serum stored at -20 degrees C or below. CSF should be an unspun aliquot. Titer will automatically be ordered and reported if antigen is detected. MUST HAVE FUNGAL CULTURE ORDERED AT THE SAME TIME. | Enzyme Linked Immunosorbent Immunoassay | ​Cryptococcosis is a systemic infection caused by the pathogenic fungus Cryptococcus neoformans. The organism typically gains entrance to the body by causing a brief inflammatory lung infection. From there, it rapidly disseminates and shows a preference for the central nervous system. While the infection may be asymptomatic at times, the clinical symptoms may include headache, nausea, vomiting, fever, visual distortions, ataxia, weight loss, and malaise. | ​Negative | Not available | 24 hrs. | 7 days a week (M - S) | A.M. | 1.0 mL CSF (unspun) or 5 mL blood Red Top (1.0 mL serum).
237 | CRYOB | Cryoglobulin | Red Top (No Additive, no gel, no SST) – **fasting sample is required!** | Quest Diagnostics |  | 82595 | ​Cryoglobulin (% Cryocrit) | Cryoglobulin | ​6.0 mL room temperature serum, collected as follows (fasting sample required): Draw specimens in warm tubes (37-42˚C).Allow blood to clot at same temperature (37-42˚C) for 1 hour. Keep specimens at 37-42˚C until they have been centrifuged and the serum has been separated from the cells. Transfer serum to clean, plastic screw-cap vials and ship serum at room temperature. Do not refrigerate!! Fasting sample is REQUIRED. Reject criteria includes: gross hemolysis, lipemia, received refrigerated or frozen, use of SST tube. 4003 | Visual inspection | ​Cryoglobulins may be present in a variety a diseases including macroglobulinemia, myeloma and liver diseasessuch as chronic hepatitis, cirrhosis and viral infections. | ​Cryoglobulin Qualitative: none detected. If Cyroglobulin is detected, then the % Cryocrit is also reported | Not Available | 4 days | Monday - Sunday | Evenings | 3 mL serum minimum, 6.0 ml serum preferred (see special instructions for collection)
236 | CR24H | Creatinine, Urine (Timed) | 24 hr Urine Container | Chemistry TGH Laboratory |  | 82570 | ​Creatinine, 24-Hour Urine | Creatinine 24hr Urine | ​Collect urine without preservative. Refrigerate during and after collection. Do not include first morning specimen; collect all subsequent voidings. The last sample collected should be the first specimen voided the following morning at the same time as the previous mornings first voiding. | Colorimetry/ Alkaline Picrate | ​Urinary creatinine is useful as part of the creatinine clearance and to assess completeness of 24-Hour Urinecollections. | ​Male:1.0 - 2.0 gm/ 24Hr Female:0.8 - 1.8 gm/ 24Hr | Not Available | 24 hrs. | 7 days a week | 24 hrs | 24 hr Urine specimen
235 | UCREA | Creatinine, Urine | Sterile, Leak proof, Screw Top Container | Chemistry TGH Laboratory |  | 82570 |  | Creatinine, Urine | ​Test performed only on urine | Colorimetry/ Alkaline Picrate | ​Urinary Creatinine is useful as part of the Creatinine Clearance. | ​No Reference Range | 1 hr. | 4 hrs | 7 days a week | 24 hrs | 1 mL Urine
234 | FCREA | Creatinine, Fluid | Sterile, Leak proof, Screw Top Container | Chemistry TGH Laboratory |  | 82570 |  | Creatinine, Fluid |  | Colorimetry/ Alkaline Picrate | ​Creatinine is the product of creatine metabolism. Creatinine is a measure of renal function. Elevations ofcreatinine are observed in patients typically with 50% or greater impairment of renal function. | ​No Reference Range | 1 hr. | 4 hrs | 7 days a week | 24 hrs | 0.5 mL
233 | CREATG | Creatinine with GFR | Green (Li Heparin)-Preferred, Red Top (No Additive), Gold Top (SST) | Chemistry TGH Laboratory |  | 82565 |  | Creatinine Blood | ​Add on specimens accepted within 5 days | Colorimetry/ Alkaline Picrate | ​Creatinine is the product of creatine metabolism.Creatinine is a measure of renal function. Elevations of creatinine are observed in patients typically with 50% or greater impairment of renal function. | ​Males 0.72 – 1.25 mg/dL Females0.57 – 1.11 mg/dL | 1 hr. | 4 hrs | 7 days a week | 24 hrs | 0.5 mL (1 microtainer)
232 | CRCLR | Creatinine Clearance, Urine (Timed) | 24 hr Urine Container | Chemistry TGH Laboratory |  | 82575 |  | Creatinine 24 hr Ur Clearance | ​Record patient height and weight on container. A red top tube must be collected within 24 hours of urine collection. Collect urine without preservative. Refrigerate during and after collection. Do not include first morning specimen; collect all subsequent voidings. The last sample collected should be the first specimen voided the following morning at the same time as the previous mornings first voiding. | Colorimetry/ Alkaline Picrate | ​Creatinine clearance reflects the glomerular filtration rate, the ability of kidneys to filter waste products. Moderate decreases in renal function are detected by the creatinine clearance. Progression of kidney disease can be monitored with the creatinine clearance. | ​Male: 88 - 128 mL/ min Female: 99 - 127 mL/ min | Not Available | 24 hrs. | 7 days a week | 24 hrs | 24 hr urine specimen
231 | CKMBS | Creatine Kinase MB Fraction | Green (Li Heparin)-Preferred, Red Top (No Additive), Gold Top (SST) | Chemistry TGH Laboratory |  | 82553 | ​CKMBS | Creatine Kinase MB Scrn (CK MB) | ​Add on specimens accepted within 48 hours. | Immunochemiluminometric Assay | ​Creatine Kinase Isoenzymes is useful in the evaluation of myocardial disease. Isoenzymes MB is increased in recent myocardial (heart) damage. | ​<6.6 ng/ mL | 1 hr. | 4 hrs | 7 days a week | 24 hrs | 1 mL (2 microtainers)
230 | CRP | C - Reactive Protein (CRP) | Green (Li Heparin)-Preferred, Red Top (No Additive), Gold Top (SST) | Chemistry TGH Laboratory | Blood | 86141 | ​​C - Reactive Protein (CRP), Highly Sensitive | C Reactive Protein (CRP), H Sensitive | ​Add on specimens accepted within 5 days | Immunoturbidimetric | ​Highly Sensitive C-Reactive Protein is a measure of low level inflammation that adds to the predictive value of other markers used to assess the risk of cardiovascular and peripheral vascular disease. It is an independent risk factor for cardiovascular disease. | ​< 0.5 mg/ dL | 1 hr. | 4 hrs | 7 days a week | 24 hrs | 0.5 mL (1 microtainer)
229 | CPK | CPK, Total | Green (Li Heparin)-Preferred, Red Top (No Additive), Gold Top (SST) | Chemistry TGH Laboratory |  | 82550 | ​Creatine Kinase CK | Creatine Phoskinase (CPK) Blood | ​Add on specimens accepted within 5 days | Enzymatic rate | ​CK is an enzyme found primarily in skeletal and cardiac muscle. Drugs, infections, and other diseases may cause injury or inflammation of muscle releasing CK into the circulation. | ​Male30 - 200 U/L Female29 – 168 U/L | 1 hr. | 4 hrs | 7 days a week | 24 hrs | 0.5 mL (1 microtainer)
227 | COXAB | Coxsackie B Virus Antibody | Red Top (No Additive) | Quest Diagnostics |  | 86658 (x6) | ​Coxsackie B Ab | Coxsackie B Antibodies | ​Sent to reference laboratory.0.5 mL refrigerated serum. 4022 | Complement Fixation | ​Coxsackie B viruses can cause rashes, pharyngitis, meningitis, and myocarditis. | ​Coxsackie B1, Serum LESS THAN 8 Coxsackie B2, Serum LESS THAN 8 Coxsackie B3, Serum LESS THAN 8 Coxsackie B4, Serum LESS THAN 8 Coxsackie B5, Serum LESS THAN 8 Coxsackie B6, Serum LESS THAN 8 Clinical interpretation of complement fixation test results requires comparison of an acute serum sample to a convalescent serum sample. The convalescent serum sample should be collected 2-3 weeks later. | Not Available | 3 - 5 days | Monday - Friday | A.M. | 2 mL (4 microtainers)
226 | CORTU | Cortisol, Urine | 24 hr Urine Container | Quest Diagnostics |  | 82530 | ​Cortisol, Free, 24-Hour Urine | Cortisol Urine | ​Sent to reference laboratory. 0.8 ml minimum Urine volume.2 ml preferred volume. REFRIGERATE sample. This test is only for 24 hour urine collections! Random urines will be rejected by Quest! 135286 | Liquid Chromatography, Tandem Mass Spectrometry | ​Urinary Free Cortisol is useful in the detection of patients with Cushing's syndrome for whom Free Cortisol concentrations are elevated. | ​CORTISOL, FREE, 24 HR URINE Cortisol, Free, Urine mcg/24 h Adult Reference Ranges for Cortisol, Free, 24-Hr Urine 4.0-50.0 mcg/24 hrs Pediatric Reference Ranges for Cortisol, Free, 24-Hr Urine (LCMSMS): 1-4 years: 0.9-8.2 mcg/24 hrs 5-9 years: 1.0-30.0 mcg/24 hrs 10-13 years: 1.0-45.0 mcg/24 hrs 14-17 years: 3.0-55.0 mcg/24 hrs Analysis performed by Tandem Mass Spectrometry Reference ranges do not apply to random urine samples | Not Available | 4 - 7 days | Monday - Friday, Sunday | P.M. | 24 hr Urine only (No Random specimens)
225 | CORSAB | Cortisol, LC/MS/MS, Saliva | Sarstedt Salivette tube | Quest Diagnostics Nichols Institute San Juan Capistrano |  | 82530 |  | Cortisol Saliva | ​Sent out to reference lab. 0.5 mL saliva preferred. Precautions: 1. Saliva should be collected at the time(s) prescribed by your doctor. 2. No food or fluids for 30 minutes prior to collection. 3. Do not use any creams, lotions, or steroid inhaler immediately prior to collection. 4. Avoid any activity that can cause your gums to bleed, including brushing and flossing your teeth. Consult with your doctor if this is a chronic problem. 5. Do not use this kit on children under 3 years of age or any patient with increased risk of swallowing or chocking. Collection: 1. Rinse mouth thoroughly with water and discard. Do not swallow. 2. Hold the Salivette at the rim of the suspended insert and remove the stopper. 3. Remove the swab. 4. Place the swab under the tongue until well saturated, approximately 1 minute. 5. Return the saturated swab to the suspended insert and close the Salivette firmly with the stopper. 6. Do not remove the tube holding the insert. The Salivette should be sent to the lab with the swab inside. 7. Labe the Salivette with the patient name, date and time of collection, and any other identifying information. Transport refrigerated (cold packs). | Liquid Chromatography/Tandem Mass Spectrometry (LC/MS/MS) |  | ​8-10am 0.04-0.56 mcg/dL Noon - 2pm ≤0.21 mcg/dL 4-6 pm ≤0.15 mcg/dL 10pm-1am ≤0.09 mcg/dL | Not Available | 3 - 7 days | Monday - Friday |  | 2 mL saliva
224 | CORT | Cortisol, Blood | Green (Li Heparin)-Preferred, Red Top (No Additive), Gold Top (SST) | Chemistry TGH Laboratory |  | 82533 |  | Cortisol Blood | ​Add on specimens accepted within 5 days | Immunochemiluminometric Assay | ​Total cortisol concentrations are decreased in Addison's disease and increased in Cushing's disease and in other conditions of glucocorticoid excess. | ​Before 10am 3.7 – 19.4 µg/dL After 10am 2.9 – 17.3 µg/dL | Not Available | 4 hrs | 7 days a week | 24 hrs | 2 mL (4 microtainers)
222 | COPRUR | Copper, Urine Random | (Acid Washed) Sterile, Leak proof, Screw Top Container | Quest Diagnostics |  | 82525 | ​Copper, Random Urine | Copper, Random Urine | ​7.0 mL refrigerated urine Patient should refrain from taking vitamins with mineral supplements at least one week prior to specimen collection. | Inductively Coupled Plasma-Mass Spectrometry | ​Copper is an essential element that is a cofactor of many enzymes. Copper metabolism is disturbed in Wilson's disease, Menkes disease, primary biliary cirrhosis, and Indian childhood cirrhosis. Urinary copper concentrations are also useful to monitor patients on chelation therapy. | ​Urine Copper: None detected Detection limit: 2mcg/L <87 mcg/g Creatinine | Not Available | Next day | Monday - Friday | Afternoon | 3.0 mL urine minimum; 7.0 mL urine preferred.
221 | COP | Copper, Blood | Preferred specimen: 2.0 mL serum collected in a no additive (dark blue-top) tube. Alternate specimen: plasma from EDTA (dark-blue top) tube, or sodium heparin (dark-blue top) tube | Quest Diagnostics / Nichols | Blood - Plasma | 82525 | ​​Copper, Plasma | Copper Blood | ​Sent to a reference laboratory. 0.7mL plasma needed. Call lab for tube. Tube must be completely full or specimen will be rejected for QNS. Separate serum (or plasma) from cells within two hours of collection into clean, plastic, acid washed or metal-free vial. Refrigerate specimen for transport. Stable for 5 days at room temperature, 10 days refrigerated, 30 days frozen. 363 | Inductively-Coupled Plasma/Mass Spectrometry (ICP/MS) – Atomic Spectroscopy (AS) | ​Copper is an essential element that is a cofactor of many enzymes. Copper metabolism is disturbed in Wilson'sdisease, Menkes disease, primary biliary cirrhosis, and Indian childhood cirrhosis. Copper concentrations increase in acute phase reactions. Copper concentrations are decreased with nephrosis, malabsorption, and malnutrition. Copper concentrations are also useful to monitor patients, especially preterm newborns, on nutritional supplementation. Results of copper are often interpreted together with ceruloplasmin. | ​Adult ≥18 Years 70-155 mcg/dL Pediatric: see report | Not Available | Next day | Monday - Friday | Afternoon | 3.0 mL from dark blue-top tube.
220 | COP24H | Copper, 24 hour Urine | 24 hr Urine Container (Acid Washed Metal Free Container) | Quest Diagnostics |  | 82525 |  | Copper 24 hr urine | ​3 mL of 24 hour urine collection (acid washed container). Obtain 24-hour urine in acid washed metal free container. Refrigerate during collection. Do not include first morning specimen; collect all subsequent voidings. The last sample collected should be the first morning specimen voided the following morning at the same time as the previous mornings first voiding. To avoid contamination, do not pour out and measure the 24 hour urine. Record total volume on container and requisition. Transport temperature of room temperature is acceptable. Stable 5 days at room temperature, 14 days refrigerated. Sample must be transported in an acid-washed plastic container. 365 | Coupled Plasma/Mass Spectrometry | ​Copper is an essential element that is a cofactor of many enzymes. Copper metabolism is disturbed in Wilson's disease, Menkes disease, primary biliary cirrhosis, and Indian childhood cirrhosis. Urinary copper concentrations are also useful to monitor patients on chelation therapy. | ​18 – 60 mcg/24hour | Not Available | 2 days | 5 days a week (M-F). Not performed on holidays | Afternoon | 3.0 mL of 24 hr Urine (random urine is NOT acceptable), 7.0 mL preferred
219 | PCOOX | CO-Oximetry, Pulmonary (COOX) | Green Top (Lithium Heparin) or ABG Heparinized Syringe | Respiratory TGH Laboratory |  | 82375 | ​Methemoglobin | CO-OXIMETRY | ​Send specimens to tube station #43. |  |  | ​Hb: 14.1-18.1 g/dL O2Hb: >95 % CO2Hb: 0.0-3.0 % MetHb: 0.0-1.0 % | 10 min. | 45 min. | 7 days a week | 24 hrs | 1 mL
218 | UDAT | Coombs, Direct | Lavender Top (K2 EDTA) | Florida Blood Services |  | 86880 | ​DAT | Coombs, Direct (DAT) |  |  | ​In certain diseases or conditions an individual's blood may contain IgG antibodies that can specifically bind to antigens on the red blood cell (RBC) surface membrane, and their circulating red blood cells (RBCs) can become coated with IgG alloantibodies and/or IgG autoantibodies. Complement proteins may subsequently bind to the bound antibodies. The direct Coombs test is used to detect these antibodies or complement proteins that are bound to the surface of red blood cells. |  | Not Available | 4 - 7 days | 7 days a week | 24 hrs | 3 mL
217 | CMP | Comprehensive Metabolic Profile (CMP) | Green (Li Heparin)-Preferred, Red Top (No Additive), Gold Top (SST) | Chemistry TGH Laboratory |  | 80053 | ​CMP | Comprehensive Metabolic Prof (CMP) |  | See individual tests. | ​The comprehensive metabolic panel includes tests in the basic metabolic panel plus tests useful to assess liver function, bone disease, and in general, many medical conditions. Includes: Na, K, Cl, CO2, Gluc, BUN, Creat, Ca, TBili, Alk Phos, Alb, Protein, AST, ALT | ​See individual tests | 1 hr. | 4 hrs | 7 days a week | 24 hrs | 1 mL (2 microtainers)
216 | TOTC | Complement, Total | Red Top (No Additive, no gel) | Quest Diagnostics |  | 86162 | ​CH50, Total Complement | Complement, Total (CH50) | ​Avoid hemolysis. Centrifuge serum within 1 hour of collection. Immediately pipette serum into sterile, plastic screw- capped vials(s) and freeze solid -20˚C or lower. Do not allow samples to thaw. With multiple tests, submit a separate tube for each test. Send frozen samples on dry ice to the laboratory. Must transport frozen. 618 | Colorimetric | ​Total Complement (CH50) concentration is an overall measure of the complement system. Decreasedconcentrations are observed in patients with complement factor deficiencies and disease activity, e.g., systemiclupus erythematosus (SLE) and immune complex disease. Because some complement components are unstable during processing, shipment or storage, it is prudent to confirm an unexpectedly low value of CH50 by repeating the test on a new sample. | ​Complement, Total (CH50) U/mL 31-60 UmL | Not Available | Next day | Monday - Saturday | Morning | 0.2 mL serum minimum, 1.0 mL serum preferred
215 | CAGGSN | Cold Agglutinins | Red Top (No gel) must clot at 37˚C before centrifugation at ambient (room) temperature. | Quest Diagnostics |  | 86157 | ​​​​Cold Hemagglutinins | Cold Agglutinins | Serum submitted must have been separated from whole blood which has been allowed to clot at 37oC before separation. Draw specimens in WARM tubes (37 - 42oC). Allow blood to clot at the sample temperature (37 - 42oC) for at least one hour. Keep the sample(s) at 37 - 42oC until they have been centrifuged and the serum has been separated from the cells. Transfer serum to clean, plastic screw-cap vials and ship serum at room temperature. Do not refrigerate!​ REJECT criterion includes: gross hemolysis, lipemia, received refrigerated or frozen, or use of SST tube. | Hemagglutination | ​This test can be useful for the detection of cold agglutinins in association with cold agglutinin syndrome. If testing is for recent Mycoplasma pneumoniae exposure, Mycoplasma pnuemoniae IgM Antibody is recommended. | ​NONE DETECTED | Not Available | 3 - 5 days | Monday - Saturday | P.M. | 0.5 mL serum, 3.0 mL serum preferred
214 | COCAB | Coccidioides Abs, Total | Red Top (No Additive) | Focus Diagnostics. This test is not cleared or approved by the FDA. They have determined that such clearance is not necessary. |  | 86635 | ​Coccidioides Abs | Coccidioides Antibody | ​Sent to reference laboratory. 0.5 mL frozen serum. 199628 | Enzyme Linked Immunosorbent Immunoassay (ELISA). Reflex: Immunodiffusion (ID) | ​Infection by Coccidiodes immitis can produce a spectrum of disease, with most patients being asymptomatic and some developing disseminated disease, including pneumonia and meningitis. | ​<0.90 | Not Available | report available: 3 days | 1 day a week (day varies) | N/A | 0.25 mL serum, minimum. 0.5mL serum, preferred.
213 | COC | Cocaine, Urine | Sterile, Leak proof, Screw Top Container | Chemistry TGH Laboratory |  | 80101 |  | Cocaine Metabolites Urine | ​Test performed only on urine | Chemistry TGH Laboratory |  | ​Negative | 1 hr. | 4 hrs. | 7 days a week | 24 hrs | 1 mL Urine
212 | COCUR | Cocaine Metabolite Confirmation, Urine | Sterile, Leakproof, Screw Top Container | Quest Diagnostics |  | 80102 |  | Not Orderable in Precise- Order Drug Screen Urine | ​7.0 mL refrigerated Urine, minimum. 16888 | Gas Chromatography Mass Spectrophotometry |  |  | Not Available | 4 days | Monday - Saturday | P.M. | 7.0 mL Urine, minimum. 20.0 mL Urine, preferred
211 | CNSPAN | CNS Pathogen NAAT Panel | Sterile, Leak-proof, Screw Top Container | Microbiology TGH Laboratory |  | 87798, 87653, 87496, 87532, 87529 | ​Meningitis/Encephalitis (ME) PCR Panel, CSF PCR Panel | CNS Pathogen NAAT Panel |  | Qualitative Multiplex Nucleic-acid based PCR | ​As many as 55% of children are seen by a physician and started on antibiotic therapy before meningitis is detected. Detection and identification of nucleic acids directly from the CSF is a rapid method of diagnosis. It may be the most important test in partially treated meningitis, since the Gram stain and culture may be negative. The panel can detect bacteria, viruses, and yeast. The following organisms can be detected and identified: Escherichia coli K1, Haemophilus influenza, Listeria monocytogenes, Neisseria meningitidis (encapsulated), Streptococcus agalactiae, Streptococcus pneumoniae, Cytomegalovirus, Entervirus, Herpes simplex virus 1, Herpes simplex virus 2, Human herpesvirus 6, Human parechovirus, Varicella zoster virus, and Cryptococcus neoformans/gattii. | ​Not detected for all of the pathogens in the panel | 4 hours | 24 hours | 7 days a week | 24 hours a day | 200uL of Cerebrospinal Fluid (CSF)
210 | CLON | Clonazepam | Red Top (No Additive, no gel, no SST). Collect at trough concentration, immediately before next dose. Alternate specimen- Plasma collected in: EDTA (Lavender Top), sodium heparin (Green Top) or lithium heparin (Green Top) | Quest Diagnostics |  | 80154 | ​Clonopin, Rivotril, Klonopin | Clonopin | ​Sent to reference laboratory. 2.0 mL frozen serum .Do not use gel barrier tubes. No SST tubes. | High Performance Liquid Chromatography | ​Clonazepam is a benzodiazepine used as a tranquilizer. Clonazepam is used in treating patients with seizures andreducing tardive dyskinesia. Therapeutic drug monitoring is useful to avoid toxicity. | ​ADULT: 30-60 mcg/L TOXIC: GREATER THAN 70 | Not Available | Next day | Monday, Wednesday, Friday | afternoon | 1.0 mL serum, 2.0 mL serum preferred
209 | CPLTB | Citrated Platelet Count | 3.2% sodium citrate (blue top tube) | Hematology TGH Laboratory |  | 85049 | ​N/A | Citrated Platelet count | ​Tube submitted must be filled +/-10% to assure accurate correction for anticoagulant. * Reasons for specimen rejection include: clotted, tube not properly filled, specimen found to be contaminated with IV fluid. * Smear is scanned for the presence of platelet clumping and count confirmed by slide estimate. * Add-on requests are not accepted for this specimen type. * Testing must be performed within 24 hours of collection. If testing is delayed, specimens should be maintained between 2-8°C and allowed to come to room temperature just prior to analysis. | Sysmex XN analyzers use electrical impedance and flow cytometry methodology. | ​Platelets must be present in adequate numbers and have proper function to aid in hemostasis. Platelet counts are used to evaluate, diagnose and follow up bleeding disorders, | ​142-424 K/uL Critical values * Platelet count less than or equal to 30 K/uL | 1 hour | 4 hours | 7 days a week | 24 hours a day | Standard collection 2.7mL draw. Pediatric collection tube 1.8mL draw.
208 | CIT24H | Citrate 24 Hr. Urine | 24 hr Urine Container (NO Preservative). Refrigerate during and after collection. | Quest Diagnostics |  | 82507 | ​Citric Acid, 24-Hour Urine | Citric Acid, 24 Hour Urine | ​Requires accurate 24 hour urine collection. Transport refrigerated (cold packs) Collect urine without preservative. Refrigerate during and after collection. Donot include first morning specimen; collect all subsequent voidings. The last sample collected should bethe first morning specimen voided the following morning at the same time as the previous mornings first voiding. 10.0 mL urine preferred (refrigerated). | Spectrophotometry, Enzymatic | ​Citrate binds to calcium and inhibits kidney stone formation. Thus, low concentrations of citrate may lead to kidney stone formation. This is the most important risk factor for kidney stone formation in children. The treatment of calcium stones involves increasing urinary citrate excretion. | ​No age/sex specific ranges for this test. Females: 180-1070 mg/g creat Males: 60- 660 mg/g creat | Not Available | Next day | Monday - Friday | P.M | 1.0 mL aliquot from 24 hr. collection, minimum. 10.0 mL aliquot preferred
207 | TRYPF | Chymotrypsin, Stool | Sterile, Leak proof, Screw Top Container | Quest Diagnostics |  | 84311 |  | Trypsin Feces | ​Sent to reference laboratory. 1.0 grams of refrigerated stool. Transport with cold packs. Room temperature transport is not acceptable. 112358 | Enzymatic/Spectrophotometric | ​The diagnosis of chronic pancreatitis depends upon the demonstration of functional impairment of the pancreas. Impairment is determined by several means, two of which are: 1. Direct measurement of exocrine secretion into the duodenum after stimulation by a standard meal or after stimulation by intravenous secretin/ pancreozymin. 2. The direct measurement of the activities of certain enzymes in feces. Chymotrypsin activity in stool, for example, has been shown lower than normal in patients with pancreatic exocrine insufficiency. | ​Accompanies report | Not Available | report available in 3 days | Thursday | Morning | 0.5 grams stool minimum, 1.0 grams preferred
206 | CMA | Chromosome Microarray Analysis | See special Instructions | Integrated Genetics |  | 88230, 88291, 81403, 88367 | ​Array CGH | Not Orderable; Call lab at 7284 | ​Draw 4 ml Na Heparin green top Minimum volume 2.0 mL in Na Heparin Green Top | Micrroarray CGH analysis | ​Array CGH (aka CMA) is a molecular cytogentic test designed to detect chromosomal imbalance (loss or gain) for a wide array of clinically significant regions together with a dense backbone of regularly spaced regionsacross the entire genome. The test will detect the majority of known microdeletion and microduplication syndromes including sub-telomeric and numerical abnormalities. This test will also detect an imbalance at otherregions along each chromosome. |  | N/A | 2 -3 weeks | 5 days a week | A.M. | 2.0 ml
205 | TCHROM | Chromosome Analysis, Tumor or Lymph Node | Sterile, Screw Top Container with Cytogenetics medium | Genzyme Genetics |  | 88239 | ​Karyotype, Tumor or Lymph Node | Orderable by Pathology Only | ​Sent to reference laboratory. Requires 3-4 mm biopsy of lymph node or solid tumor in cyotgenetics transport medium. Floor / client must fill out GENZYME form with the following information - Specimen draw date, Patient name, DOB, Ethnicity / Race, Weight, Complete patient history. | Culture, Microscopy, Karyotype | ​Cytogenetic analysis of both benign and malignant solid tumors and lymphoma have revealed abnormalities inthe number and/or structure of chromosomes. Many such changes are specific for a particular tumor type andthus, play a direct potentially decisive role in examination and therapy. | ​See Report | Not Available | 7-10 days |  | A.M. | See Special Instructions
204 | SKCHRO | Chromosome Analysis, Tissue (Non Tumor or Lymph Node) | Sterile, Screw Top Container with Cytogenetics medium | Genzyme Genetics |  | 88233 88262 | ​Karyotype, Tissue | Orderable by Pathology Only | ​Sent to reference laboratory. Floor / client must fill out GENZYME form with the following information - Specimen draw date, Patient name, DOB, Ethnicity / Race, Weight, Complete patient history. | Culture, Microscopy, Karyotype | ​Chromosome analysis on tissue is useful and sometimes an essential diagnostic adjunct. | ​See Report | Not Available | 7-10 days | 5 days a week (M-F). Not performed on holidays | A.M. | See Special Instructions
203 | LBCHRO | Chromosome Analysis, Leukemic Blood | Green Top (Sodium Heparin) | Genzyme Genetics |  | 88237 | ​Karyotype, Leukemic Blood | Orderable by Pathology Only | ​Sent to reference laboratory. Floor / client must fill out GENZYME form with the following information - Specimen draw date, Patient name, DOB, Ethnicity / Race, Weight, Number of fetuses in this pregnancy, Gestational age of pregnancy, preferably by ultrasound. Complete patient history. | Culture, Microscopy, Karyotype | ​Chromosome analysis of leukemic blood aids in diagnosis of hematologic disorders. | ​See Report | Not Available | 5 - 7 days | 5 days a week (M-F). Not performed on holidays | A.M. | Adult: 5 mL Child or infant: 2 mL
202 | BBCHRO | Chromosome Analysis, Fetal Blood | Green Top (Sodium Heparin) | Genzyme Genetics |  | 88230 88262 | ​Karyotype, Fetal Blood | Not Orderable-Call Lab | ​Sent to reference laboratory. Floor/ client must fill out GENZYME form with the following information - Specimen draw date, Patient name, DOB, Ethnicity/ Race, Weight, Number of fetuses in this pregnancy, Gestational age of pregnancy, preferably by ultrasound. Complete patient history. | Culture, Microscopy, Karyotype | ​Blood Chromosome Analysis is used to evaluate fetus for a congenital anomaly (birth defects). | ​46, XX OR 46, XY-See Report for additional Information | Not Available | 7-10 days | 5 days a week (M-F). Not performed on holidays | A.M. | 1-2 mL Fetal blood
201 | CHROM | Chromosome Analysis, Blood | Green Top (Sodium Heparin) | Genzyme Genetics |  | 88230 88262 | ​Karyotype, Blood | Chromosome Analysis Blood | ​Sent to reference laboratory. Call Lab for tube. Floor/ client must fill out GENZYME form with the following information - Specimen draw date, Patient name, DOB, Ethnicity / Race, Weight, Complete patient history. | Culture, Microscopy, Karyotype | ​Blood Chromosome Analysis is used to evaluate patient for congenital anomaly (birth defect), developmental delay, ambiguous genitalia, mental retardation, hyptoorchidism, hypogonadism, primary menorrhea, infertility, multiple miscarriages, or the carrier status in relatives of patients with known chromosome abnormalities. | ​46, XX or 46 XY-See Report for additional Information | Not Available | 7-10 days | 5 days a week (M-F). Not performed on holidays | A.M. | Adult: 5.0 mL Child or infant: 2 mL
200 | AMCHRO | Chromosome Analysis Amniotic Fluid | Sterile, Leak proof, Screw Top Container | Genzyme Genetics |  | 88235 | ​Karyotype, Amniotic Fluid | Chromosome Analysis Amniotic | ​Sent to reference laboratory. Floor / client must fill out GENZYME form with the following information - Specimen draw date, Patient name, DOB, Ethnicity / Race, Weight, Number of fetuses in this pregnancy, Gestational age of pregnancy, preferably by ultrasound. Complete patient history. | Culture, Microscopy, Karyotype | ​Chromosome Analysis of Amniotic Fluid is used for prenatal detection of chromosome abnormalities, especially Down Syndrome, in groups of pregnant women at risk. | ​46, XX or 46, XY - See Report | Not Available | 7 - 10 days | 5 days a week (M-F). Not performed on holidays | A.M. | 15 mL
199 | BMCHRO | Chromosome Analysis, Bone Marrow | Green Top (Sodium Heparin) | Genzyme Genetics |  | 88237 | ​Karyotype, Bone Marrow | Orderable by Pathology Only | ​Sent to reference laboratory. Floor / client must fill out GENZYME form with the following information - Specimen draw date, Patient name, DOB, Ethnicity / Race, Weight, Complete patient history. | Culture, Microscopy, Karyotype | ​Chromosome analysis of bone marrow aids in diagnosis of hematologic disorders, supplies prognostic information, and issued to monitor patients following therapy or bone marrow transplantation. | ​See Report. | Not Available | 5- 7 days | 5 days a week (M-F). Not performed on holidays | A.M. | 1.5 - 2.0 mL Bone Marrow
198 | CHROMA | Chromogranin A | Red Top (SST) serum separator tube | Quest Diagnostics |  | 86316 | ​Chromogranin A | Chromogranin A | ​Sent to reference laboratory. 0.8mL refrigerated serum. 16379 | Electrochemiluminescence | ​Chromogranin A is stored in and secreted from the secretory cells of endocrine and neuroendocrine cells. Patients with neuroendocrine tumors such as pheochromocytoma, neuroblastoma, carcinoid-like tumors, and small cell lung carcinoma have increased concentrations of Chromogranin A. | ​1.5 – 15.0 ng/mL | Not Available | 3 - 5 days | Tues-Sat | A.M. | 0.3 mL minimum serum, 0.8 mL serum preferred
197 | CHRPOC | Chomosome Analysis, Products of Conception | Sterile, Screw Top Container with Cytogenetics medium | Genzyme Genetics |  | 88233 88262 | ​Karyotype, Chorionic Villus | Orderable by Pathology Only | ​Sent to reference laboratory. Place 3-4 mm biopsy of 50 -100 mg of tissue including the chorionic villi. Floor / client must fill out GENZYME form with the following information - Specimen draw date, Patient name, DOB, Ethnicity / Race, Weight, Number of fetuses in this pregnancy, Gestational age of pregnancy, prefererably by ultrasound. Complete patient history. | Culture, Microscopy, Karyotype | ​Chromosome analysis of chorionic villi is used to detect chromosome abnormality in an aborted fetus and is important for genetic counseling and assessing risks for future abnormal pregnancies. | ​46, XX OR 46, XY-See Report for additional Information | Not Available | 7 - 21 days | 5 days a week (M-F). Not performed on holidays | A.M. | See Special Instructions
196 | RBCPCH | Cholinesterase, RBC & Plasma | 2 Lavender Top (K2 EDTA) | Quest Diagnostics |  | 82482 |  | Cholinesterase Plasma + RBC | ​Sent to reference laboratory. 4 mL refrigerated whole blood and 0.4 mL EDTA plasma. Draw two lavender-top (EDTA) tubes of whole blood. Spin one tube to separate plasma. Pour plasma into plastic aliquot tube and refrigerate until shipping. Ship both whole blood and plasma samples refrigerated. 338 | Kinetic Spectrophotometric | ​True Cholinesterase (RBC and plasma) activity is decreased in individuals with exposure to organophosphorousinsecticides. True Cholinesterase, found in erythrocytes and nerve tissue, is responsible for inactivating acetylcholinesterase at nerve endings. With decreased enzyme activity, patients may display a range of nervous system dysfunction. Analysis of RBC and serum or plasma activity is useful in monitoring exposure and recovery. | ​Cholinesterase, RBC IU/L 9572-15031 Cholinesterase, Plasma IU/L MALE 3334-7031 FEMALE 2504-6297 | Not Available | 3 - 5 days | Monday - Friday | A.M. | 5 mL
195 | CHOL | Cholesterol | Green (Li Heparin)-Preferred, Red Top (No Additive), Gold Top (SST) | Chemistry TGH Laboratory |  | 82465 |  | Cholesterol | ​Add on specimens accepted within 5 days. | Enzymatic rate | ​Total Cholesterol is used to calculate LDL Cholesterol. Increasing concentrations of Total Cholesterol and LDL. Cholesterol are both correlated with increasing risk of cardiovascular disease. Total Cholesterol and LDL. Cholesterol are used to monitor response to cholesterol-lowering therapy. | ​<200 mg/ dL desirable 200 – 400 mg/dL borderline >240 mg/dL high | 1 hr. | 4 hrs | 7 days a week | 24 hrs | 0.5 mL (1 microtainer)
194 | CL24H | Chloride, Urine 24 hr | 24 hr Urine Container | Chemistry TGH Laboratory |  | 82436 |  | Chloride (CL) 24 hr Urine | ​Collect urine without preservative. Refrigerate during and after collection. Do not include first morning specimen; collect all subsequent voidings. The last sample collected should be the first specimen voided the following morning at the same time as the previous mornings first voiding. | Ion Selective Electrode | ​Urinary Chloride is useful in assessing patients with acid-base disturbances. For patients with metabolic alkalosis: excessive corticosteroids and elevated urinary. Chloride concentrations are consistent with chloride resistance. In contrast, patients with elevated serum and low urinary Chloride concentrations are chloride sensitive or salt responsive. | ​110 - 250 mMol/ 24Hr | Not Available | 24 hrs. | 7 days a week | 24 hrs | 24 hr Urine Specimen
193 | UCL | Chloride, Urine | Sterile, Leakproof, Screw Top Container | Chemistry TGH Laboratory |  | 82436 |  | Chloride (CL) Urine | ​Test performed only on urine. | Ion-slective electrode |  | ​No Reference Range | 1 hr. | 4 hrs | 7 days a week | 24 hrs | 0.5 mL Urine
192 | FCL | Chloride, Fluid | Sterile, Leakproof, Screw Top Container | Chemistry TGH Laboratory |  | 82438 | ​Fluid Chloride | Chloride (CL) Fluid |  | Ion Selective Electrode |  | ​No Reference Range | 1 hr. | 4 hrs | 7 days a week | 24 hrs | 0.5 mL
191 | FCCLB | Chloride, Fecal | Sterile, Screw Top Container or 24hr fecal collection container | Quest Diagnostics |  | 82438 | ​Fecal Chloride | Chloride (CL) Feces | ​Sent to reference laboratory. 3 mL frozen liquid stool. Stool must be liquid. 10 mL aliquots of 24-hour, 48-hour, or 72-hour liquid stool specimens are also acceptable. 4944 | Coulmetric titration | ​Chloride, Feces, is useful in evaluating electrolyte loss in diarrhea and malabsorption states. | Reference ranges have not been established. However, Fecal Osmotic Gap in mOsm/kg can be calculated using the following equation: Fecal Osmotic Gap = 290 - 2x ([Na] + [K]). A Fecal Osmotic gap of 125 mOsm/kg or greater is indicative of osmotic diarrhea, whereas a result of 50 mOsm/kg or less indicates secretory diarrhea. | Not Available | 4 - 7 days | Monday - Friday | P.M. | 3 mL Liquid Stool
190 | CFCL | Chloride, CSF | Sterile, Leakproof, Screw Top Container | Chemistry TGH Laboratory |  | 82438 |  | Chloride, CSF |  | Ion-selective electrode |  | ​No Reference Range | 1 hr. | 4 hrs | 7 days a week | 24 hrs | 0.5 mL
189 | CL | Chloride (CL) (Blood) | Green (Li Heparin)-Preferred, Red Top (No Additive), Gold Top (SST) | Chemistry TGH Laboratory |  | 82435 | ​CL | Chloride (CL) Blood | ​Add on specimens accepted within 5 days | Ion Selective Electrode | ​Chloride is the primary plasma anion. Chloride, along with other electrolytes, is useful in evaluating patients with acid-base and water disturbances or imbalances. | ​98 - 107 mEq/ L | 1 hr. | 4 hrs | 7 days a week | 24 hrs | 0.5 mL (1 microtainer)
188 | CLMABP | Chlamydia Group Antibody | Red Top (No Additive) | Focus Diagnostics |  | 86631 | ​Chlamydia Group Antibody Titer | Chlamydia Antibody Titer Blood | ​Sent to reference laboratory.0.3 mL refrigerated serum. 20172 | Immunofluorescence Assay | ​Chlamydia species includes C. pneumoniae, C. psittaci, and C. trachomatis. Each may cause pneumonia and other overlapping medical conditions. | ​Chlamydia Group Ab, IF titer <64 (UNEXPOSED) | Not Available | 3 - 5 days | Mon - Sat |  | 1mL (2 microtainers)
187 | LCRCLB | Chlamydia by Nucleic Acid Amplification | Probetec Transport Swab or Urine | Esoteric TGH Laboratory |  | 87491 |  | Chlamydia LCR | ​Collection swabs available in laboratory; Pink swab - female; Blue swab - male Use first stream urine ro optimal sensitivity. | Nucleic Acid Amplification | ​C. trachomatis infections are the leading cause of sexually transmitted diseases in the United States. C.trachomatis is known to cause cervicitis, pelvic inflammatory disease (PID), infant conjunctivitis, infant pneumonia, urethritis, epididymitis and proctitis. It is also the most frequent cause of non-gonococcal urethritis in men. Among women, the consequences of chlamydial infections are severe if left untreated. Approximately half of chlamydial infections are asymptomatic. | ​C trachomatis DNA NOT DETECTED | Not Available | 48 hrs | 5 days a week (M-F). Not performed on holidays | A.M. | 15 mL Urine
186 | LCRGEN | Chlamydia and GC by Nucleic Acid Amplification | Probetec Transport Swab or Urine | Esoteric TGH Laboratory |  | 87591 87491 |  | Chlamydia + Gonorrhea by LCR | ​Collection swabs available in laboratory, Use first stream urine for optimal collection. | Nucleic Acid Amplification | ​C. trachomatis infections are the leading cause of sexually transmitted diseases in the United States. Neisseria Gonorrhea (Gonococci) is the causative agent of gonorrhea. In men, this disease generally results in anterior urethritis accompanied by purulent exudate. In women, the disease is most often found in the cervix, but the vagina and uterus may also be infected. It is known to cause Cervicitis, Pelvic Inflammatory Disease (PID), Infant Conjunctivitis, Infant Pneumonia, Urethritis, Epididymitis and Proctitis. It is also the most frequent cause of non-gonococcal urethritis in men. Among women, the consequences of chlamydial infections are severe if left untreated. Approximately half of chlamydial infections are asymptomatic. | ​C. trachomatis DNA, NOT DETECTED N gonorrhoeae DNA NOT DETECTED | Not Available | 48 hrs. | 5 days a week (M-F). Not performed on holidays | A.M. | 15 mL Urine
185 | CERU | Ceruloplasmin | Plasma (green top) Lithium Heparin, Serum (Red Top), EDTA (Lavender Top) | Chemistry TGH Laboratory |  | 82390 |  | Ceruloplasmin | ​Add on specimens accepted within 5 days | Rate Nephelometry | ​Approximately 80% of the body's copper is bound to Ceruloplasmin. Ceruloplasmin is an acute phase reactant. Concentrations are decreased in approximately 75% of patients with Wilson's disease, an autosomal recessive disorder of copper metabolism. | ​20 - 60 mg/ dL | Not Available | 4 hours | 7 days | 24 hrs | 1 mL (2 microtainers)
184 | ACAB | Centromere B Antibody | Red Top (No Additive) | Quest Diagnostics |  | 86038 | ​Anti Centromere Antibody | Centromere Antibody | ​Sent to reference laboratory. 0.5 mL refrigerated serum. 16088 | Enzyme Linked Immunosorbent Immunoassay (ELISA) | ​Centromere B Antibody is diagnostic for the form of scleroderma known as CREST (Calcinosis, Raynauds phenomenon, Esophageal dysmotility, Sclerodactyly, and Telangiectasia). | ​Negative : <1.0 | Not Available | 3 - 5 days | Monday - Saturday | A.M. | 1.5 mL (3 microtainers)
183 | CCDNA | Cell Cycle Analysis | 48 hrs fresh refrigerated tissue; 7 days paraffin-embedded tissue | Esoteric TGH Laboratory |  | 88182 | ​DNA Cell Cycle Analysis | Cell Cycle Analysis | ​48 hrs fresh refrigerated tissue; 7 days paraffin-embedded tissue | Flow Cytometry | ​Used in determination of DNA content (ploidy) and growth rate in detection of cancers. DNA ploidy analysis measures the chromosome content of the cancer cells. Diploid tumors have chromosome numbers of 46 chromosomes. Tumors that are not diploid suggest a major chromosomal disruption that serves as a poor prognostic sign. |  | Not Available | Within 72 hrs. | 3 days a week (M-W-F) | A.M.
182 | CFCCN | Cell Count Only, CSF | Sterile, leak proof, screw top container | Hematology TGH Laboratory |  | 89050 | ​NA | Cell count only, CSF | * ​Delivery to the lab ASAP after collection, do not use hospital pneumatic tube system for this specimen type. * To be ordered if Physician requires counts on two tubes (when visibly bloody upon collection) separate orders are required for each. Multiple differentials will not be performed. * Reasons for specimen rejection include: QNS * Integrity comments will be added to any suboptimal specimens analyzed (i.e. clotted). If quantity is not sufficient to perform all testing requested the physician will be required to prioritize requests. * Add on requests completed > 2 hours from collection will include integrity disclaimer. | Sysmex XN analyzers use electrical impedance and flow cytometry methodology. | ​CSF cell count and differential is used to evaluate for a variety of disease states including bacterial or viral encephalitis, meningitis, primary or secondary malignancy and leukemia/malignant lymphoma. | ​Color: Colorless Character: clear Nucleated cell count 0-4 cubic mm Critical values >30 days old: >4 nucleated cells per cubic mm <31 days old: >30 nucleated cells per cubic mm | 1 hour | 4 hours | 7 days a week | 24 hours a day | 0.5mL
181 | CFCCM | Cell Count and Differential, CSF | Sterile container | Hematology TGH Laboratory |  | 89051 | ​NA | Cell count and differential, CSF | * ​Delivery to the lab ASAP after collection, do not use hospital pneumatic tube system for this specimen type. * If Physician requires counts on two tubes (when visibly bloody upon collection) separate orders are required for each. Multiple differentials will not be performed. * Reasons for specimen rejection include: QNS * Integrity comments will be added to any suboptimal specimens analyzed (i.e. clotted). If quantity is not sufficient to perform all testing requested the physician will be required to prioritize requests. * Add on requests completed > 2 hours from collection will include integrity disclaimer. * Reflex testing for Pathology M. D. review will be performed when abnormal morphological observations are made and have not been previously reported, and/or are not clinically supported by the patient's diagnosis. | Sysmex XN analyzers use electrical impedance and flow cytometry methodology. | ​CSF cell count and differential is used to evaluate for a variety of disease states including bacterial or viral encephalitis, meningitis, primary or secondary malignancy and leukemia/malignant lymphoma. | ​Color: Colorless Character: clear Nucleated cell count 0-4 cubic mm Critical values >30 Days old: >4 nucleated cells per cubic mm <31 Days old: >30 nucleated cells per cubic mm | 1 hour | 4 hours. If Pathology review reflex test required results will be available in 24-48 hours. | 7 days a week | 24 hours a day | 0.5mL
180 | FLCC | Cell Count and Differential, Fluid | Sterile Container | Hematology TGH Laboratory |  | 89051 |  | Cell count and differential, fluid | * ​Delivery to the lab ASAP after collection, do not use hospital pneumatic tube system for this specimen type. * Reasons for specimen rejection include: QNS * Integrity comments will be added to any suboptimal specimens analyzed (i.e. clotted). If quantity is not sufficient to perform all testing requested the physician will be required to prioritize requests. * Add on requests completed > 4 hours from collection will include integrity disclaimer. * Reflex testing for Pathology M. D. review will be performed when abnormal morphological observations are made and have not been previously reported, and/or are not clinically supported by the patient's diagnosis. | Sysmex XN analyzers use electrical impedance and flow cytometry methodology. |  | ​None Available | 1 hour | 4 hours. If Pathology review reflex test required results will be available in 24-48 hours. | 7 days a week | 24 hrs | 0.5 mL
179 | FCEA | CEA, Fluid (Carcinoembryonic Antigen) | Sterile Transport Tube | Quest Diagnostics Nichols Institute |  | 82378 | ​Peritoneal Fluid CEA (Carcinoembryonic Antigen) | Carcinoembryonic Antigen (CEA) FLUID | ​Sent to a reference lab. 3 mL of frozen peritoneal fluid preferred. Refrigerated and room temperature is acceptable. Pancreatic fluid will be rejected under this test code – please call referrals at 844-8996 for specific handling requirements for pancreatic cyst fluid. | Immunoassay | ​CEA is a tumor marker that is useful to monitor patients with persistent, or for recurrent or metastatic colonic carcinoma. As many as 30% of patients with breast, lung, hepatocellular, and pancreatic carcinoma also have elevated concentrations of CEA. Individuals who smoke may have a slightly higher baseline than non-smokers. | ​<2.0 UOM ng/mL | Not Available | 2 days | 1 day a week | AM | 2 mL
178 | CEA | CEA (Carcinoembryonic Antigen) | Red Top (No Additive), Green Top (Li-Heparin) preferred | Chemistry TGH Laboratory |  | 82378 | ​CEA | Carcinoembryonic Antigen (CEA) | ​Add on specimens accepted within 5 days | Immunochemiluminometric Assay | ​CEA is a tumor marker that is useful to monitor patients with persistent, or for recurrent or metastatic colonic carcinoma. As many as 30% of patients with breast, lung, hepatocellular, and pancreatic carcinoma also have elevated concentrations of CEA. Individuals who smoke may have a slightly higher baseline than non-smokers. | ​<5.0 ng/mL | Not Available | 4 hrs | 7 days a week |  | 1mL (2 microtainers)
177 | CD48TB | CD4/CD8 Count with Total T and B cells | Lavender Top (K2 EDTA) | Esoteric TGH Laboratory |  | 86359 |  | CD4 + CD8, Total T + B Cells |  | Flow Cytometry | ​Immunophenotypic analysis may assist in evaluating cellular immunocompentency in suspected cases of primary and secondary immunodeficiency states. | ​%CD4: 0.33-0.66 Absolute CD4: 500-2600 mm3 %CD8: 0.18-0.37 Absolute CD8: 330-1000 mm3 CD4/8 Ratio: 0.9-2.9 | Not Available | 24 hrs | 7 days a week | A.M. | 0.5 mL (1 microtainer)
176 | CD48 | CD4/CD8 Count | Lavender Top (K2 EDTA) or Fluids | Esoteric TGH Laboratory |  | 86360 |  | CD4+ CD8 (Count + Ratio) |  | Flow Cytometry | ​Immunophenotypic analysis may assist in evaluating cellular immunocompentency in suspected cases of primary and secondary immunodeficiency states. | ​%CD4: 0.33-0.66 Absolute CD4: 500-2600 mm3 %CD8: 0.18-0.37 Absolute CD8: 330-1000 mm3 CD4/8 Ratio: 0.9-2.9 | Not Available | 24 hrs | 7 days a week | A.M. | 0.5 mL (1 microtainer)
175 | CD4CNT | CD4 Count | Lavender Top (K2 EDTA) | Esoteric TGH Laboratory |  | 86361 |  | CD4 Count |  | Flow Cytometry | ​Immunophenotypic analysis may assist in evaluating cellular immunocompentency in suspected cases of primary and secondary immunodeficiency states. | ​%CD4: 0.33-0.66 Absolute CD4: 500-2600 mm3 | Not Available | 24 hrs | 7 days a week | A.M. | 0.5 mL (1 microtainer)
174 | CPAB | CCP Antibody | Green (Li Heparin) - Preferred, Red Top (No Additive), Gold Top (SST) | Chemistry TGH Laboratory |  | 86200 | ​Cylcic Citullinated Peptide Antibody |  | ​None | Chemiluminescent Microparticle Immunoassay (CMIA) | ​Detection of anti-CCP antibodies is used as an aid in the diagnosis of Rheumatoid Arthritis (RA). | ​<5.0 U/ml | Not Available | 4 hours | 7 days a week | 24 hrs | 1 mL (2 microtainers)
173 | CBCS | CBC with Differential, Automated | Lavender Top (K2 EDTA) | Hematology TGH Laboratory |  | 85025 | ​CBC | Complete Blood Count with Diff | ​Grossly hemolyzed, clotted, Quantity Insufficient (QNS) or specimens found to be contaminated with IV fluids will be rejected. Add on specimens accepted within 24 hours. | Electronic cell sizing, counting flow cytometry | ​A complete blood count is used as a screening test for various disease states including anemia, leukemia andinflammatory processes.Abnormal profiles followed-up with manual microscopy. | ​See report: age/sex dependent | 1 hr | 4 hrs | 7 days a week | 24 hrs | 0.5 mL (1 microtainer)
172 | CBCMA | CBC and Manual Differential | K2 EDTA, lavender top tube. | Hematology TGH Laboratory |  | 85027, 85007 | ​Complete blood count and manual white blood cell differential with reflex | CBC and manual differential | * ​Reasons for specimen rejection include: gross hemolysis, clotted, quantity not sufficient, specimen found to be contaminated with IV fluid. * Add on requests must be completed within 24 hours of collection. Reflex testing will be performed when indicated as outlined below: * Pathology Review – Pathology review will be performed when any of the following observations are made and have not been previously reported and or are not clinically supported by the patient's diagnosis: Blasts, RBC crystals, Pelger Huet cells, WBCs with abnormal morphological changes and or inclusions excluding Dohle bodies, Lymphocyte absolute count >6.0 and patient >40 years of age, preponderance of lymphocytes and or abnormal lymphocytes, and parasites. * Reticulocyte profile - If HGB < 9.0 AND MCV <78.0 and no previous results in 365 days * Immature platelet fraction – If platelet count <50k/uL and no previous results in 365 days | Sysmex XN analyzers use electrical impedance and flow cytometry methodology. | ​The complete blood count and white blood cell differential can be used a screening test for various disease states including anemia, leukemia, inflammatory processes. | ​Age/sex dependent see report. Critical values * Hematocrit greater than 70% in babies less than 2 days old. * Hematocrit less than 40% in babies less than 2 days old * Hematocrit less than 20% and NICU patient * Hemoglobin 7.0gm or Less * Platelet count less than or equal to 30K/uL | 1 hour | 4 hours. If Pathology review reflex test required results will be available in 24-48 hours. | 7 days a week | 24 hours a day | Standard collection tube 1.5mL * BD Map microtainer collection tube 0.5mL
171 | CBCAU | CBC and automated WBC differential with reflex | K2 EDTA, lavender top tube. | Hematology TGH Laboratory |  | 85025 | ​Complete blood count and automated white blood cell differential with reflex | CBC and automated differential with reflex | * ​Reasons for specimen rejection include: gross hemolysis, clotted, quantity not sufficient, specimen found to be contaminated with IV fluid. * Add on requests must be completed within 24 hours of collection. * Reflex testing will be performed when indicated as outlined below: * Manual Differential – abnormal instrument flagging, >5% immature granulocytes, neutrophil absolute count <1.0 and no previous order within 7 days, lymphocyte absolute count >6.0 and age greater than 12 years no previous within 7 days , lymphocyte absolute count >7.0 and age less than 12 years and no previous within 7 days, monocyte absolute count >1.5 and no previous order within 7 days * Pathology Review – Pathology review will be performed when any of the following observations are made and have not been previously reported and or are not clinically supported by the patient's diagnosis: Blasts, RBC crystals, Pelger Huet cells, WBCs with abnormal morphological changes and or inclusions excluding dohle bodies, Lymphocyte absolute count >6.0 and patient >40 years of age, preponderance of lymphocytes and or abnormal lymphocytes, and parasites. * Reticulocyte profile - If HGB < 9.0 AND MCV <78.0 and no previous results in 365 days * Immature platelet fraction – If platelet count <50k/uL and no previous results in 365 days | • Sysmex XN analyzers use electrical impedance and flow cytometry methodology. | ​The complete blood count and white blood cell differential can be used a screening test for various disease states including anemia, leukemia, inflammatory processes. | ​Age/sex dependent see report. Critical values * Hematocrit greater than 70% in babies less than 2 days old. * Hematocrit less than 40% in babies less than 2 days old * Hematocrit less than 20% and NICU patient * Hemoglobin 7.0 gm or Less * Platelet count less than or equal to 30 K/Ul | 1 hour | Routine/timed = 4 hours. If Pathology review reflex test required the results will be available in 24-48 hours. | 7 days a week | 24 hours a day | Standard collection tube 1.5mL. BD Map microtainer collection tube 0.5mL
170 | QCTC | Catheter Tip Culture, Quantitative | Sterile, Leak proof, Screw Top Container | Microbiology TGH Laboratory |  | 87071 |  | Culture Catheter Tip Quant | ​NO FOLEY CATH TIPS. Gram Stains cannot be performed on this specimen type. | Conventional Culture | ​Quantitation assists the physician in separating colonization from infection.A culture with 15 or more colonies correlates significantly with infection (vs contamination of the catheter surface). | ​No Growth or <15 colonies | Not Available | 2 days if no growth | Inoculated 7 days a week | 24 hrs | 2 cm length cath tip
169 | CATEP | Catecholamines, Plasma | PRE-CHILLED Green Top (Sodium Heparin) Preferred Lithium Heparin (Green Top) and Tan top (sodium heparin lead free) acceptable Lavender (EDTA) NOT acceptable | Quest Diagnostics | Blood | 82384 | ​​​Epinephrine, Norepinephrine, Dopamine, Plamsa | Catecholamines (Dopamine) Blood | ​Overnight fasting is required. Draw specimen in pre-chilled Green Top container (call lab for Sodium Heparin collection tube). Specimen must be kept and transported on ice. Plasma should be separated in a refrigerated centrifuge within 30 minutes of collection and then frozen immediately at -20 ˚C in plastic vials. Patients should be relaxed in either a supine or upright position before blood is drawn. States of anxiety and stress can cause fluctuations in the catecholamine levels. Patient should avoid alcohol, coffee, tea, tobacco and strenuous exercise prior to collection. | High Performance Liquid Chromatography (HPLC) | ​The three catecholamines (norepinephrine, epinephrine, and dopamine) are the principal secretory products of neural tissue. Clinically, the measurement of circulating catecholamines is valuable in the diagnosis of catecholamine secreting tumors associated chiefly with hypertension pheochromocytomas, neuroblastomas, and gangliomas) and with the evaluation of orthostatic hypotension. | ​Adult Reference Ranges Pediatric Reference Ranges (3 - 15 years) Epinephrine Epinephrine Supine: LESS THAN 50 pg/mL Supine: LESS THAN OR EQUAL TO 464 pg/mL Upright: LESS THAN 95 pg/mL Upright: Not Available Norepinephrine Norepinephrine Supine: 112-658 pg/mL Supine: LESS THAN OR EQUAL TO 1251 pg/mL Upright: 217-1109 pg/mL Upright: Not Available Dopamine Dopamine Supine: LESS THAN 10 pg/mL Supine: LESS THAN 60 pg/ mL Upright: LESS THAN 20 pg/mL Upright: Not Available Total (N+E+D) Supine: 123-671 pg/mL Upright: 242-1125 pg/mL ** Due to stress, plasma catecholamine levels are generally unreliable in infants and small children. Urinary catecholamine assays are more reliable. | Not Available | 2 days | Monday, Wednesday, Friday | A.M. | 2.5 mL plasma minimum, 4.0 mL plasma preferred
168 | CATRU | Catecholamines, Fractionated, Random Urine | Sterile, Leak proof, Screw Top Container | Quest Diagnostics |  | 82384 | ​Epinephrine, Norepinenphrine, Dopamine, Random | Catecholamines Urine | ​Sent to reference laboratory. 5 mL Frozen urine. After urine collection, add 6N HCl to maintain a pH below 3. Urine without preservative is acceptable if pH is below 6 and the sample is shipped frozen. It is preferable for the patient to be off medications for three days prior to collection. However, common antihypertensives (diuretics, ACE inhibitors, calcium channel blockers, alpha and beta blockers) cause minimal or no interference. Patient should avoid alcohol, coffee, tea, tobacco and strenuous exercise prior to collection. 21767 | High Performance Liquid Chromatography | ​The three catecholamines norepinephrine, epinephrine, and dopamine) are the principal secretory products of neural tissue. Clinically, the measurement of circulating catecholamines is valuable in the diagnosis of catecholamine secreting tumors associated chiefly with hypertension (pheochromocytomas, neuroblastomas, and (gangliomas) and with the evaluation of orthostatic hypotension. | ​ EPINEPHRINE NOREPINEPHRINE AGE mcg/ g creatinine AGE mcg/g creatinine Birth-6 Months 2-45 Birth-6 Months 12-286 7-11 Months 5-45 7-11 Months 19-250 1-2 Years 1-49 1-2 Years 25-210 3-8 Years 4-32 3-8 Years 20-108 9-12 Years 1-15 9-12 Years 20- 73 13-17 Years 1-10 13-17 Years 15- 58 Adults 2-16 Adults 7- 65 TOTAL NOREPINEPHRINE + EPINEPHRINE AGE mcg/g creatinine Birth-6 Months 24-322 7-11 Months 10-295 1-2 Years 30-263 3-8 Years 30-130 9-12 Years 25- 90 13-17 Years 20- 70 Adults 9- 74 DOPAMINE CATECHOLAMINES AGE mcg/g creatinine AGE mg/dL creatinine Birth-6 Months 107-2180 0-6 Months 2-32 7-11 Months 96-2441 7-11 Months 2-36 1-2 Years 86-1861 1-2 Years 2-128 3-8 Years 295-1123 3-8 Years 2-149 9-12 Years 164- 744 9-12 Years 2-183 13-17 Years 156- 551 >12 Years: Adults 40- 390 Male: 20-370 Female: 20-320 | Not Available | 3 - 5 days | Monday - Friday | A.M. | 5 mL Urine
167 | CATE24 | Catecholamines 24 Hr. Urine | Well mixed, preserved (25 mL 6N HCL to maintain pH below 3) 24 hr Urine Container at room temperature. Boric Acid and Acetic Acid are NO LONGER ACCEPTABLE preservatives! | Quest Diagnostics |  | 82384, 82570 | ​Epinephrine, Norepinenphrine, Dopamine 24hr Urine | Catecholamines 24hr urine | ​Collect 24-hour urine with 25 mL of 6N HCl to maintain a pH below 3. Urine stable at Room temp and refrigerated. Urine without preservative is acceptable if pH is below 6 and sample is shipped frozen. Record 24hr. urinevolume and patient's age on test request form and urine container. It is preferable for the patient to be off prior to collection. However, common antihypertensives (diuretics, ACE inhibitors, calcium channel blockers, alpha and beta blockers) cause minimal or no interference. Patient should avoid alcohol, coffee, tea, tobacco and strenuous exercise prior to collection. 14841 | High Performance Liquid Chromatography | ​The three catecholamines (norepinephrine, epinephrine, and dopamine) are the principal secretory products of neural tissue. Clinically, the measurement of circulating catecholamines is valuable in the diagnosis of catecholamine secreting tumors associated chiefly with hypertension pheochromocytomas, neuroblastomas, and gangliomas) and with the evaluation of orthostatic hypotension. | ​EPINEPHRINE NOREPINEPHRINE AGE (years) AGE (years) 3-8 1-7 mcg/24 h 3-8 5-41 mcg/24 h 9-12 8 or less mcg/24 h 9-12 5-50 mcg/24 h 13-17 11 or less mcg/24 h 13-17 12-88 mcg/24 h Adults 2-24 mcg/24 h Adults 15-100 mcg/24 h TOTAL (Norepinephrine + Epinephrine) DOPAMINE AGE (years) AGE (years) 3-8 9-51 mcg/24 h 3-8 80-378 mcg/24 h 9-12 9-71 mcg/24 h 9-12 51-474 mcg/24 h 13-17 13-90 mcg/24 h 13-17 51-645 mcg/24 h Adults 26-121 mcg/24 h Adults 52-480 mcg/24h CATECHOLAMINES, 24-HR URINE Creatinine, 24-Hour Urine g/24 hr AGE (years) 3-8 0.11-0.68 g/24h 9-12 0.17-1.41 g/24h 13-17 0.29-1.87 g/24h Adults 0.63-2.50 g/24h | Not Available | 2 days | Monday - Friday | A.M. | 5.0 mL aliquot of a 24 hour urine, minimum. 10.0 mL aliquot is preferred.
166 | CATAB | Cat Scratch Fever AB | Red Top (No Additive), send serum in plastic screw cap vial | Quest Diagnostics Nichols Institute | Serum | 86611 (x4) | ​​Bartonella Species Antibody (IgG, IgM) | Bartonella Ab (Cat Scratch Fev) | ​Sent to reference laboratory. 1.0 mL refrigerated serum. Separate serum from the clot within 4 hours of collection. | Immunofluorescence Assay (IFA) | ​Bartonella henselae infections have been associated with many clinical presentations, including cat scratch disease, bacillary angiomatosis, peliosis hepatis, and bacteremia. B. quintana infections have been associated with trench fever and bacillary angiomatosis. B. quintana and B. henselae as well as chlamydia species and Coxiella burnetii may cross-react and produce false-positive results. | ​Negative: B. henselae IgG Screen Negative: B. henselae IgM Screen Negative: B. quintana IgG Screen​ Negative: B. quintana IgM Screen | Not Available | 1-3 days | Monday - Saturday |  | 0.2 mL serum, 1.0 mL serum preferred
165 | CAROT | Carotene | Red Top (No Additive, no gel) | Quest Diagnostics |  | 82380 |  | Carotene | ​2.0 mL refrigerated serum preferred. Separate serum from cells as soon as possible after clotting. Wrap tube in aluminum foil (or use amber tube) to protect from light. Transfer serum specimens to clean, plastic, amber, screw-capped vial(s), or foil wrap the tube. Overnight fasting is required. 0722 | High Performance Liquid Chromatography | ​Beta Carotene, a fat soluble nutrient, is a precursor to Vitamin A. Deficiencies may lead to Vitamin A deficiency. Excessive Vitamin A intake may lead to headaches, loss of appetite, nausea and diarrhea, skin changes, and potentially birth defects. | ​Adult Reference Ranges for Carotene, Serum: Males: 4-51 mcg/dL Females: 6-77 mcg/dL Pediatric Reference Ranges for Carotene, Serum: 9 months-6 years 5-80 mcg/dL 7-17 years 9-190 mcg/dL | Not Available | 3 days | Monday through Friday | A.m. | 0.7 mL serum (minimum), 2.0 mL preferred
164 | CARNB | Carnitine, Free, Total & Esterase | Red Top (No Additive)-Preferred, Green Top (Sodium Heparin) | Quest Diagnostics |  | 82379 |  | Carnitine | ​0.4 mL frozen serum/plasma Patient should be in a well-fed state. 70107 | Liquid Chromatography Tandem Mass Spectrometry | ​Serum carnitine analysis is useful in the diagnosis and monitoring of patients with carnitine deficiency (either primary or secondary) | ​Accompanies report | Not Available | 5 days | Mon, Wed, Fri, Sat (afternoon) | Afternoon | 0.4 mL serum or plasma, 1.0 mL preferred
163 | CARLIP | Cardiolipin Antibodies | Red Top (No Additive) | Immunology TGH Laboratory |  | 86147 | ​Cardiolipin IgG, IgA, IgM Ab | Cardiolipin Antibody |  | Enzyme Linked Immunosorbent Immunoassay | ​Patients with a prolonged aPTT may have Cardiolipin Antibody. Cardiolipin Antibody may be useful in identifying patients with an increased risk of thrombosis, recurrent spontaneous abortions, and phospholipidantibody syndrome. Includes IgG, IgA and IgM. |  | Not Available | 5 days | Monday - Friday | A.M. | 2 mL (4 microtainers)
162 | CO2 | Carbon Dioxide (CO2) | Green (Li Heparin)-Preferred, Red Top (No Additive), Gold Top (SST) | Chemistry TGH Laboratory |  | 82374 | ​CO2 | Carbon Dioxide (CO2) | ​Add on specimens accepted within 5 days (capped) | pH Electrode | ​Carbon dioxide is used to assess acid-base balance. Increased concentrations are most often due to respiratory acidosis or metabolic alkalosis. | ​22 - 29 mEq/ L | 1 hr. | 4 hrs | 7 days a week | 24 hrs | 0.5 mL (1 microtainer)
161 | CRBA | Carbamazepine (Tegretol) | Green (Li Heparin)-Preferred, Red Top (No Additive), Gold Top (SST) | Chemistry TGH Laboratory |  | 80156 | ​Tegretol | Carbamazepine (Tegretol) | ​Add on specimens accepted within 5 days | Immunoturbidimetric | ​Carbamazepine and its metabolite (10, 11- Carbamazepine epoxide) are widely used for control of generalized tonic-clonic, partial-onset, complex and mixed seizure disorders. The metabolism of Carbamazepine in epileptic patients has several different pathways that can be altered when the patient is co-medicated with otheranticonvulsants and, therefore, its therapeutic level should be monitored along with its metabolite in their freeand protein bound states. | ​4-10 mg/L | 1 hr. | 4 hrs | 7 days a week | 24 hrs | 1mL (2 microtainers)
160 | FCRB | Carbamazepine Free | Red Top tube (no gel, no SST) preferred Lavender Top (EDTA) or Sodium heparin (Green top) acceptable | Quest Diagnostics |  | 80157 | ​Tegretol Free, Free Carbamazepine | Carbamazepine Free (Tegretol) | ​Sent to reference laboratory. 2.0 mL refrigerated serum/plasma (no gel, no SST) 11248 | LC/MS/MS | ​Carbamazepine and its metabolite (10, 11-Carbamazepine epoxide) are widely used for control of generalized tonic-clonic, partial-onset, complex, and mixed seizure disorders. The metabolism of carbamazepine in epileptic patients has several different pathways that can be altered when the patient is comedicated with other anticonvulsants; therefore, its therapeutic level should be monitored along with its metabolite in both free and protein-bound states. | ​Carbamazepine – Free: 1.0 – 3.0 μg/mL Carbamazepine Metabolite: 0.1 – 1.0 μg/mL | Not Available | 2 days | Monday - Friday | A.M. | 1.2 mL plasma/serum, minimum. 2.0 mL serum/plasma, preferred
159 | CANN | Cannabinoids, Urine | Sterile, Leak proof, Screw Top Container | Chemistry TGH Laboratory |  | 80101 |  | Cannabinoids (Marijuana) Urine | ​Test performed only on urine. | Enzyme immunoassay |  | ​Negative | 1 hr. | 4 hrs. | 7 days a week | 24 hrs | 1 mL Urine
158 | CALPRB | Calprotectin, Stool | Sterile, Leakproof, Screw Top Container | Quest Diagnostics Nichols Inst San Juan Capistrano |  | 83993 |  | Calprotectin | ​Set out to reference lab. 1 gram unpreserved stool preferred. Random liquid stool acceptable. Collect undiluted feces in clean, dry sterile, leakproof container. Do not add fixative or preservative. Transport frozen. | Immunoassay (IA) | ​Used to diagnose inflammatory bowel disease (IBD), including Chron's disease and ulcerative colitis, or to differentiate IBD from irritable bowel syndrome (IBS). | ​See laboratory report. | Not Available | 4 – 7 days | Sunday - Thursday | AM | 0.3 grams stool
157 | CA24H | Calcium, Urine 24 hr | 24 hr Urine Container | Chemistry TGH Laboratory |  | 82340 |  | Calcium (CA) 24 hr Urine | ​Urine jug should be acidified with 25 ml of 6N HCL prior to the start of collection. Refrigerate during and after collection. Do not include first morning specimen; collect all subsequent voidings. The last sample collected should be the first specimen voided the following morning, at the same time as the previous mornings first voiding. | Ion-selective electrode | ​In the presence of elevated calcium, the body attempts to excrete the excess. This test measures the amount of calcium in urine. All cells need calcium in order to work. | ​42.2 - 353.4 mg/ 24 Hr | Not Available | 24 hrs. | 7 days a week |  | 24 hr urine
156 | UCA | Calcium, Urine | Sterile, Leakproof, Screw Top Container | Chemistry TGH Laboratory |  | 82340 |  | Calcium (CA) Urine | ​Test performed only on urine | Ion-selective electrode |  | ​No Reference Range | 1 hr. | 4 hrs | 7 days a week | 24 hrs | 1 mL Urine
155 | PIONCA | Calcium, Ionized | Light or Dark Green Top (Lithium Heparin) or ABG Heparinized Syringe | Respiratory TGH Laboratory |  | 82330 |  | Ionized Calcium-(Respiratory Care) | ​Send specimens to tube station #43. Draw separate green tops (Dark Green) if drawing multiple tests. Send the unspun tube for testing. |  | ​Ionized calcium represents the true bioavailable calcium in the circulation. In situations where the total calcium is normal, but does not fit the clinical picture, a determination of the ionized calcium will, many times, show an elevation in the bioavailable calcium. | ​1.15-1.38 mmol/L | 10 min. | 45 min. | 7 days a week | 24 hrs | 1 mL
154 | FCA | Calcium, Fluid | Sterile, Leakproof, Screw Top Container | Chemistry TGH Laboratory |  | 82310 | ​Fluid Calcium | Calcium (CA) Fluid |  | Ion-selective electrode |  | ​No Reference Range | 1 hour | 4 hrs | 7 days a week | 24 hrs | 0.5 mL
153 | CA | Calcium, (Blood) | Green (Li Heparin)-Preferred, Red Top (No Additive), Gold Top (SST) | Chemistry TGH Laboratory |  | 82310 | ​CA | Calcium (CA) Blood | ​Add on specimens accepted within 5 days | Ion-selective electrode | ​Calcium is an essential electrolyte. Imbalances may cause a spectrum of diseases. Causes of high concentrations include hyperparathyroidism, malignancy, and sarcoidosis. Low concentrations may be due to protein deficiency, renal insufficiency, and hypoparathyroidism. Repeat measurement is recommended as part of an evaluation of values outside of the reference range. | ​8.5 - 10.5 mg/ dL | 1 hr. | 4 hrs | 7 days a week | 24 hrs | 0.5 mL (1 microtainer)
152 | CALCIT | Calcitonin | Green Top (Lithium Heparin), preferred Red Top (No Additive) | Chemistry TGH Laboratory |  | 82308 |  | Calcitonin |  | ELISA Immunoassay | ​Calcitonin concentration is increased in patients with medullary thyroid carcinoma. Calcitonin concentrations may be used to monitor disease. | ​Adult Reference Range for Calcitonin, Serum: Males: <14.3 pg/mL Females: <7.63 pg/mL Pediatric Reference Range for Calcitonin, Serum: Serum calcitonin levels are relatively high in infants, decline rapidly and are relatively stable from childhood through adult life. | Not Available | 2 hours | 7 days a week | 24 hrs | 1.0 mL
151 | CAFF | Caffeine | Red Top (No Additive) | Chemistry TGH Laboratory |  | 80299 |  | Caffeine | ​Add on specimens accepted within 48 hours. | Enzyme immunoassay | ​Caffeine is a component of many medications and beverages. Caffeine is useful in newborns with neonatalapnea. Toxicity is more common in adults with liver disease due to slower metabolism. | ​8 - 20 mg/ L | 2 hr. | 4 hrs | 7 days a week | 24 hrs | 0.5 mL (1 microtainer)
150 | CA2729 | CA 27 29 | Red Top (No Additive) | Quest Diagnostics |  | 86300 | ​CA2729 | CA 27-29 | ​Sent out to reference laboratory. 0.5 mL refrigerated serum. (1.0 mL serum preferred.) 38782 | Immunoassay | ​CA 27.29 is useful to monitor the response to treatment and, if elevated, suggests recurrence in women with stage II or III breast cancer. | ​CA 27.29 (ICMA) U/mL LESS THAN 38 | Not Available | 3 - 5 days | Monday - Sunday | A.M. | 0.5 mL serum
149 | FCA199 | CA 19-9, Fluid | Sterile Transport tube | Quest Diagnostics Nichols Institute |  | 86301 | ​Cancer Antigen 19-9, Peritoneal Fluid | FLUID CA19-9 | ​Sent to a reference lab. 3mL preferred peritoneal specimen. Transport preferred frozen; refrigerated and room temperature are acceptable. Pancreatic fluids will be rejected. | Immunoassay | ​The simultaneous high concentrations of CA 19-9 and CA 15-3 in women with endometriosis, may be involved in the pathophysiology of endometriosis. | ​15-360 UOM U/mL |  | 1 day | 1 day a week | AM | 2 mL
148 | CA199C | CA 19-9 | Green (Li Heparin)-Preferred, Red Top (No Additive), Gold Top (SST) | Chemistry TGH Laboratory | Blood | 86301 | ​​​Cancer Antigen 19-9 | CA19-9 | ​Add on specimens accepted within 5 days | Immunochemiluminometric Assay | ​CA 19-9 is useful to monitor the response of treatment and, if elevated, suggests recurrence in patients with pancreatic cancer. Elevated concentrations are not specific; use in patients with other medical conditions is not advised. | ​<37.0 U/ mL | 1 hr. | 4 hrs | 7 days a week | 24 hrs | 1mL (2 microtainers)
147 | C153R | CA 15-3 | Green (Li Heparin)-Preferred, Red (No Additive), Gold (SST) | Chemistry TGH Laboratory |  | 86300 |  | CA15-3 | ​Add on specimens accepted within 5 days | Immunochemiluminometric Assay | ​CA 15-3 is useful to monitor response to treatment and, if elevated, suggests recurrence in women with stage II or III breast cancer. | ​<31.3 U/ mL | 1 hr. | 4 hrs | 7 days a week | 24 hrs | 1 mL (2 microtainers)
145 | CA125 | CA 125 (Cancer Antigen - 125) | Green (Li Heparin)-Preferred, Red Top (No Additive), Gold Top (SST) | Chemistry TGH Laboratory |  | 86304 |  | CA 125 | ​Add on specimens accepted within 5 days | Immunochemiluminometric Assay | ​CA 125 is useful to monitor the response of treatment and, if elevated, suggests recurrence in women with ovarian cancer. Approximately half of women with metastatic ovarian cancer have an elevated CA 125 concentration. | ​<35.0 U/ mL | 1 hr. | 4 hrs | 7 days a week | 24 hrs | 1 mL (2 microtainers)
144 | C5COM | C5 Complement | Red Top (No Additive) | Quest Diagnostics |  | 86160 | ​Complement Component C5 | Complement, C5 | ​Sent to reference laboratory. Centrifuge within 2 hours of collection. 0.1 mL refrigerated serum (minimum). 7952 | Radial Immunodiffusion | ​The complement system is critical to inflammatory responses. C5-C9 are components of the common pathway. Patients with congenital deficiency of any of these components are at increased risk of meningococcal meningitis. | ​6-20 mg/dL | Not Available | 3 days | Monday - Friday | P.M. | 0.1 mL serum (1 mL preferred)
143 | C4 | C4 Complement | Green (Li Heparin)-Preferred, Red Top (No Additive), Gold Top (SST) | Chemistry TGH Laboratory |  | 86160 | ​Complement Component C4 | Complement C4 | ​Add on specimens accepted within 48 hours. | Immunoturbidimetric | ​C4 is critical to activation of the classical pathway. Concentrations of C4 are decreased in patients with systemic lupus erythematosus (SLE), immune complex disease, and hereditary angioedema. Congenital absence of C4 places such patients at increased risk of bacteremia, especially infections by S. pneumoniae. | ​Male 15 - 53 mg/dL Female 15 – 57 mg/dL | 1 hr. | 4 hrs | 7 days a week | 24 hrs | 1mL (2 microtainers)
142 | C3 | C3 Complement | Green (Li Heparin)-Preferred, Red Top (No Additive), Gold Top (SST) | Chemistry TGH Laboratory |  | 86160 | ​Complement Component C3 | Complement C3 | ​Add on specimens accepted within 5 days | Immunoturbidimetric | ​C3 is the most abundant complement protein and is critical to activation of both the classical and alternative pathways. C3 is an acute phase reactant. Decreased concentrations are observed in patients with systemic lupus erythematosus (SLE), endocarditis, and disseminated intravascular coagulation (DIC). Congenital deficiency of C3 places such patients at high risk for recurrent bacteremia. | ​Male 82 – 173 mg/dL Female 83 – 193 mg/dL | 1 hr. | 4 hrs | 7 days a week | 24 hrs | 1mL (2 microtainers)
141 | COMPL2 | C2 Complement | Red Top (No Additive, no gel) May be drawn on gel barrier, but needs to be spun and separated within one hour | Quest Diagnostics |  | 86160 | ​C2 Complement | Complement C2 | ​Sent to reference laboratory. 1.0 mL serum preferred. Separate serum within one hour of time drawn and refrigerate. Transport refrigerated (cold packs). 68262 | Radial Immunodiffusion | ​The complement system is critical to inflammatory responses. C2 is a component of the classical pathway. Decreased concentrations are observed in patients with immune complex diseases such as systemic lupus erythematosus (SLE) and immune complex-induced vasculitis. Low levels of C2 indicate increased catabolism (as in immune complex disease) or decreased synthesis. | ​1.6-3.5 mg/dL | Not Available | 5 days | Monday, Wednesday | P.M. | 0.1mL minimum serum. 1.0 mL (2 microtainers) serum preferred
140 | C1QCOM | C1q Complement | Red Top (No Additive, no gel) preferred; lavender Top (K2EDTA) acceptable | Quest Diagnostics |  | 86160 | ​C1q Complement Component | C1 Inhibitor EIA | ​Separate serum within 1 hour of draw and refrigerate. 0.1 mL refrigerated (cold packs) serum or EDTA plasma, do not send at room temperature! 67102 | Radial Immunodiffusion (RID) | ​The complement system is critical to the inflammatory response. C1q concentrations may be decreased in patients with acquired angioedema, immune complexed induced vasculitis, and concurrent low concentrations of C1 inhibitor, carcinoma, or lymphoma. | ​5.0-8.6 mg/dL Low levels of C1q indicate either increased consumption (catabolism) or decreased synthesis. | Not Available | 5 days | Monday, Wednesday | Nights | 0.1 mL serum/plasma, minimum volume; 1.0 mL (2 microtainers) preferred
139 | CINHIB | C1 Inhibitor, Functional | Red Top (No Additive) | Quest Diagnostics |  | 86161 | ​C1 Inhibitor | C1 Inhibitor | ​Sent to reference laboratory. 0.2 mL frozen serum. Freeze serum within one hour of time drawn. Do not use gel barrier tubes. 23042 | Enzyme Immunoassay | ​C1 esterase is decreased in angioedema. The inherited form is usually diagnosed in the first two decades of life. The acquired form affects primarily adults with autoimmune or lymphoproliferative disorders. Approximately 15% of patients with hereditary angioedema have a normal concentration of the protein but it is dysfunctional. | ​C1 Inhibitor, Functional % >=68 NORMAL 41-67 EQUIVOCAL <=40 ABNORMAL Less than 40% of the reference functional activity indicates a likely diagnosis of hereditary angioedema or acquired C1 inhibitor deficiency. | Not Available | 4 - 7 days | Tuesday, Friday | P.M. | 1 mL (2 microtainers)
138 | C1ESTH | C1 Esterase Inhibitor | Red Top (No Additive, no gel) | Quest Diagnostics |  | 86160 | ​C1 Inhibitor, Protein | C1 Esterase Inhibitor | ​Transport at Room Temperature. | Fixed Rate Time Nephelometry | ​The C1 esterase inhibitor protein is a normal constituent of serum which functions as a serine proteinase inhibitor of the serpin family. The C1 esterase inhibitor inhibits the complement proteases C1r and C1s, as well as the proteases kallikrein, factor XIa, XIIa and plasmin of the blood clotting system. The concentration of C1 esterase inhibitor protein is reduced to 10-30% of normal in patients with angioedema secondary to C1 esterase inhibitor deficiency (85% of patients with hereditary angioedema (HAE)); in 15% of patients with HAE, the concentrations of the inhibitor protein is normal but function is markedly reduced. | ​C1 Inhibitor, Protein - 11-26 mg/dL | Not Available | Next day | Monday- Saturday | P.M. | 1.0 mL (microtainers) serum preferred, 0.5mL minimum serum acceptable
137 | CDTTXA | C. diff GDH Anti-Toxin w/RFLX | Sterile cup - loose stool | Microbiology TGH Laboratory |  | 87449 | ​Clostridium Difficile Toxin |  | ​Testing is recommended on loose or liquid stools - those that take the shape of the container. Not recommendedfor formed stool. | Rapid membrane enzyme immunoassay | Detection of C. difficile GDH antigen, toxins A and B are used as an aid in the diagnosis of C. difficile disease. | ​None detected | Not Available | 24 hours | 7 days a week | M – F twice per shift, Sat-Sun once per shift | N/A
136 | CPEP | C-Peptide | Green Top (Li Heparin) - preferred, Red Top (no additive), Gold Top (SST) | Chemistry TGH Laboratory |  | 84681 |  |  | ​None | Chemiluninescent Microparticle Immunoassay (CMIA) | ​C Peptide is used as an aid in the diagnosis and treatment of patients with abnormal insulin secretion includingdiabetes mellitus. | ​0.78 - 5.19 ng/ml | Not Available | 4 hours | 7 days a week | 24 hrs. | 1 mL (2 microtainers)
135 | QBUC | Burn/Wound Culture, Quantitative | Sterile, Leak proof, Screw Top Container | Microbiology TGH Laboratory |  | 87071 | ​Quantitative wound culture | Culture Wound Quantitative | ​Quantitative wound cultures are STAT procedures that must be scheduled before the specimen is sent!! Call Microbiology Department to schedule at x65720. Specimen must arrive within 1 hour of collection. DO NOT add saline, water, broth or any preservative. | Conventional Culture | ​Colony counts greater than 100,000 organisms per gram of tissue are associated with sepsis after grafting over site. | ​Gram stain reported as "Less than 100,000 organisms/gram of tissue". Culture reported as" No Growth" | 2 hrs. (Smear only) | 2 days if no growth | Inoculated 7 days a week | A.M. | 1 gram
134 | FBUN | BUN, Fluid | Sterile, Leakproof, Screw Top Container | Chemistry TGH Laboratory |  | 84520 | ​Fluid BUN | Urea Nitrogen Fluid |  | Enzymatic rate |  | ​No Reference Range | 1 hr. | 4 hrs | 7 days a week | 24 hrs | 0.5 mL
133 | WSBC | Buffy Coat, Wright Stain (Blood only) | Lavender Top (K2 EDTA) | Hematology TGH Laboratory |  | 85009 |  | Wright Stain Smear Buffy Coat | ​Performed for physician's review. Pathologist review by request, order must include what is being ruled out. Add-on on accepted up to 24 hr from collection time. Clotted specimens will be rejected. | Microscopic examination | ​Aid used to detect uncommon white cells, parasites, yeast, bacteria, etc. in peripheral blood. | ​None | Not Available | Up to 72 hrs. if path review, | 7 days a week (M - S) | 24 hrs. | 3 mL
132 | BRUAB | Brucella Antibody | Red Top (No Additive) | Focus Diagnostics |  | 86622 x2 | ​Brucella Antibody (IgG, IgM), EIA | Brucella Antibody | ​Sent to reference laboratory. 0.5 mL serum preferred (room temperature acceptable). 142032 | Immunoassay | ​Brucellosis is caused by transmission from animal to human. Brucella abortus is transmitted from cows. A high titer of IgM suggest recent exposure. A high titer of IgG suggests active infection. A lower titer of IgG may indicate past exposure or treated infection. | ​See report | Not Available | 4 days | Monday, Wednesday, Friday | A.M. | 0.5 mL (2 microtainers) serum minimum. 1.0 mL serum preferred.
131 | QBLC | Bronchial Lavage Culture, Quantitative | Sterile, Leakproof, Screw Top Container | Microbiology TGH Laboratory |  | 87071 |  | Culture Bronch Lavage, Quant | 1) Specimens in transit more than 1 hour without refrigeration are not acceptable. 2) Specimens with formalin or cytology fixative are not acceptable. 3) Specimens in non-sterile containers are not acceptable. 4) Specimen types other than bronchial alveolar lavage or wash are not acceptable. 5) Quantitative alveolar lavage culture is NOT acceptable to rule out AFB, fungi, Nocardia, Legionella, B. pertussis, anaerobes, or diphtheria. These require separate test requests and special processing or media. | Conventional Culture | ​Counts greater than 100,000 to 1,000,000 are generally accepted to be a significant indicator of infection. Contaminants usually occur at colony counts less than 100,000. | ​No Growth | Not Available | 2 days if no growth | 7 days a week | 24 hrs. | 10 mL of bronchial alveolar lavage or wash fluid
130 | QBBC | Bronchial Brushing Culture, Quantitative | Sterile, Leak proof, Screw Top Container | Microbiology TGH Laboratory |  | 87071 | ​Quantitative Bronchial Brush Culture | Culture Bronchial Brush Quant | ​Obtain the 1mL BHI broth from Microbiology at ext 65720 | Conventional Culture | ​Counts greater than 100,000 are generally accepted to be a significant indicator of infection. Contaminants usually occur at colony counts less than 10,000. | ​No Growth | Not Available | 2 days if no growth | Inoculated 7 days a week | 24 hrs. a day | 1 brush in 1 mL BHI broth
129 | BPPCR | Bordetella Pertussis PCR | Sterile, Screw Top Container or Culturette | Esoteric TGH Laboratory |  | 87798 |  | Bordetella Pertussis PCR | ​Nasopharyngeal swab; Nasopharyngeal aspirate. Throat swab | Real-Time Polymerase Chain Reaction | ​Bordetella pertussis is the cause of whooping cough that may occur in unimmunized individuals. | ​Negative: B Pertussis DNA Not Detected | Not Available | 48 hrs. | 3 days a week | P.M. | See Special Instructions
128 | BNPC | B-Naturietic Peptide | Lavender Top (K2 EDTA) | Chemistry TGH Laboratory |  | 83880 | ​Brain Naturietic Peptide (BNP) | B Naturietic Peptide (BNP) | ​Add on specimens accepted within 24 hours. | Immunochemiluminometric Assay | ​BNP is increased in congestive heart failure, left ventricular hypertrophy, acute myocardial infarction, coronary angioplasty, and hypertension. Elevations are also observed in pulmonary hypertension (indicating right ventricular dysfunction), acute lung injury, hypervolemic states, chronic renal failure and cirrhosis. Decreasing levels indicate therapeutic response to anti-hypertensive therapy. | ​0 - 100 pg/mL | 1 hr | 4 hrs | 7 days a week | 24 hrs. | 1 mL (2 microtainers)
127 | BUN | Blood Urea Nitrogen (BUN) | Green (Li Heparin)-Preferred, Red Top (No Additive), Gold Top (SST) | Chemistry TGH Laboratory |  | 84520 | ​BUN | Blood Urea Nitrogen (BUN) Blood | ​Add on specimens accepted within 5 days | Enzymatic rate | ​Urea is the end-product of protein metabolism. Urea is filtered through the kidneys. Urea nitrogen is a renal function test that is often interpreted with creatinine. Urea nitrogen is also useful when measured before and after dialysis treatments to assess treatment. | ​6-20 mg/dL | 1 hr. | 4 hrs | 7 days a week | 24 hrs. | 0.5 mL (1 microtainer)
126 | ABGL | Blood Gas with Lactate | ABG Heparinized Syringe | Respiratory TGH Laboratory |  | See individual | ​ABG with Lactate | Blood Gas-Lactate | ​Send specimens to tube station #43. | Specific Electrodes | ​Arterial blood gases are performed to evaluate oxygen and carbon dioxide exchange, respiratory function, and some aspects of acid-base balance. | ​PO2: >75 mm Hg PCO2: 35-45 mm Hg pH: 7.35-7.45 pH Units O2 Sat : > 95 % BE or BD: -2 to +2 HCO3: 24-27 meq/L Lac: 0.5-2.2 mg/dL | 10 min. | 45 min. | 7 days a week | 24 hrs. | 1 mL
125 | ABGEM | Blood Gas with Electrolytes, Lactate, Mg | ABG Heparinized Syringe | Respiratory TGH Laboratory |  | See individual | ​ABG with Electrolytes, Lactate, Mg | Blood Gas wElec-Lac-Mg | ​Send specimens to tube station #43. | Specific Electrodes | ​Arterial blood gases are performed to evaluate oxygen and carbon dioxide exchange, respiratory function, and some aspects of acid-base balance. | ​PO2: >75 mm Hg PCO2: 35-45 mm Hg pH: 7.35-7.45 pH Units O2 Sat : > 95 % BE or BD: -2 to +2 HCO3: 24-27 meq/L Na+: 135-148 mmol/L K+: 3.7-5.3 mmol/L Ca++: 1.15-1.38 mmol/L Cl-: 100-112 mmol/L Glu: 85-125 mg/dL Lac: 0.5-2.2 mg/dL Mg++: 0.45-0.60 mmol/L | 10 min. | 45 min. | 7 days a week | 24 hrs. | 1 mL
124 | VABGEL | Blood Gas with Electrolytes, Lactate | ABG Heparinized Syringe | Respiratory TGH Laboratory |  | See individual | ​ABG with Electrolytes, Lactate | Blood Gas -Electro-Lactate | ​Send specimens to tube station #43. | Specific Electrodes | ​Arterial blood gases are performed to evaluate oxygen and carbon dioxide exchange, respiratory function, and some aspects of acid-base balance. | ​PO2: >75 mm Hg PCO2: 3.5-45 mm Hg pH: 7.35-7.45 pH Units O2 Sat: >95 % BE OR BD: -2 TO +2 HCO3: 24-27 meq/L Na+: 135-148 mmol/L K+: 3.7-5.3 mmol/L CA++: 1.15-1.38 mmol/L Cl-: 100-112 mmol/L Glucose: 85-125 mmol/L | 10 min. | 45 min. | 7 days a week | 24 hrs | 1 mL
123 | VABGL | Blood Gas with Electrolytes | ABG Heparinized Syringe | Respiratory TGH Laboratory |  | See individual | ​ABG with Electrolytes | Blood Gas -Electrolytes | ​Send specimens to tube station #43. | Specific Electrodes | ​Arterial blood gases are performed to evaluate oxygen and carbon dioxide exchange, respiratory function, and some aspects of acid-base balance. | ​PO2: >75 mm Hg PCO2: 3.5-45 mm Hg pH: 7.35-7.45 pH Units O2 Sat: >95 % BE OR BD: -2 TO +2 HCO3: 24-27 meq/L Na+: 135-148 mmol/L K+: 3.7-5.3 mmol/L CA++: 1.15-1.38 mmol/L Cl-: 100-112 mmol/L Glucose: 85-125 mmol/L | 10 min. | 45 min. | 7 days a week | 24 hrs. | 1 mL
122 | ABGCEL | Blood Gas with COOX, Electrolytes, Lactate | ABG Heparinized Syringe | Respiratory TGH Laboratory |  | See individual | ​ABG with COOX, Electrolytes, Lactate | Blood Gas-COOX-Electro-Lact | ​Send specimens to tube station #43. | Specific Electrodes | ​Arterial blood gases are performed to evaluate oxygen and carbon dioxide exchange, respiratory function, and some aspects of acid-base balance. | ​PO2: >75 mm Hg PCO2: 35-45 mm Hg pH: 7.35-7.45 pH Units O2 Sat : > 95 % BE or BD: -2 to +2 HCO3: 24-27 meq/L Hb: 14.1-18.1 g/dL O2Hb: >95 % CO2Hb: 0.0-3.0 % MetHb: 0.0-1.0 % Na+: 135-148 mmol/L K+: 3.7-5.3 mmol/L Ca++: 1.15-1.38 mmol/L Cl-: 100-112 mmol/L Glu: 85-125 mg/dL Lac: 0.5-2.2 mg/dL | 10 min. | 45 min. | 7 days a week | 24 hrs. | 1 mL
121 | VABGCL | Blood Gas with COOX, Electrolytes | ABG Heparinized Syringe | Respiratory TGH Laboratory |  | See individual | ​ABG with COOX, Electrolytes, Lactate | Blood Gas-COOX-Electrolytes | ​Send specimens to tube station #43. | Specific Electrodes | ​Arterial blood gases are performed to evaluate oxygen and carbon dioxide exchange, respiratory function, and some aspects of acid-base balance. | ​PO2: >75 mm Hg PCO2: 35-45 mm Hg pH: 7.35-7.45 pH Units O2 Sat : > 95 % BE or BD: -2 to +2 HCO3: 24-27 meq/L Hb: 14.1-18.1 g/dL O2Hb: >95 % CO2Hb: 0.0-3.0 % MetHb: 0.0-1.0 % Na+: 135-148 mmol/L K+: 3.7-5.3 mmol/L Ca++: 1.15-1.38 mmol/L Cl-: 100-112 mmol/L Glu: 85-125 mg/dL | 10 min. | 45 min. | 7 days a week | 24 hrs | 1 mL
120 | ABGCEM | Blood Gas with COOX, Electrolytes, Lactate, Mg- | ABG Heparinized Syringe | Respiratory TGH Laboratory |  | See individual | ​ABG with COOX, Electrolytes, Lactate, Mg | Blood Gas Complete, CODE Blue | ​Send specimens to tube station #43. | Specific Electrodes | ​Arterial blood gases are performed to evaluate oxygen and carbon dioxide exchange, respiratory function, and some aspects of acid-base balance. | ​PO2: >75 mm Hg MetHb: 0.0-1.0 % PCO2: 35-45 mm Hg Na+: 135-148 mmol/L pH: 7.35-7.45 pH Units K+: 3.7-5..3 mmol/L O2 Sat : > 95 % Ca++: 1.15-1.38 mmol/L BE or BD: -2 to +2 Cl-: 100-112 mmol/L HCO3: 24-27 meq/L Glu: 85-125 mg/dL Hb: 14.1-18.1 g/dL Lac: 0.5-2.2 mg/dL O2Hb: >95 % CO2Hb: 0.0-3.0 % | 10 min. | 45 min. | 7 days a week | 24 hrs. | 1 mL
119 | VABGC | Blood Gas with COOX | ABG Heparinized Syringe | Respiratory TGH Laboratory |  | 82803, 82375 | ​ABG with COOX | Blood Gas-COOX | ​Send specimens to tube station #43. | Specific Electrodes | ​Arterial blood gases are performed to evaluate oxygen and carbon dioxide exchange, respiratory function, and some aspects of acid-base balance. | ​PO2: >75 mm Hg PCO2: 35-45 mm Hg pH: 7.35-7.45 pH Units O2 Sat : > 95 % BE or BD: -2 to +2 HCO3: 24-27 meq/L Hb: 14.1-18.1 g/dL O2Hb: >95 % CO2Hb: 0.0-3.0 % MetHb: 0.0-1.0 % | 10 min. | 45 min. | 7 days a week |  | 1 mL
118 | VABG | Blood Gas - Arterial | ABG Heparinized Syringe | Respiratory TGH Laboratory |  | 82803 | ​ABG | Blood Gas | ​Send specimens to tube station #43. | Specific Electrodes | ​Arterial blood gases are performed to evaluate oxygen and carbon dioxide exchange, respiratory function, and some aspects of acid-base balance. | ​PO2: >75 mm Hg O2 Sat: >95 % BE OR BD: -2 TO +2 PCO2: 3.5-45 mm Hg Ph: 7.35-7.45 pH Units HCO3: 24-27 meq/L | 10 min. | 45 min. | 7 days a week | 24 hrs. | 1 mL
117 | PAAB | Blood Culture, Pediatric, Aerobic plus Anaerobic | One set of BacT/Alert bottles {2 bottles per set}; one pedi-Aerobic (Yellow) and 1 Anaerobic (Orange) | Microbiology TGH Laboratory |  | 87040 |  | Culture Blood Pedi Aer+ Anaerob | ​Optimum recovery with 9 mL draw (4 mL in yellow; 5 mL in orange). The orange bottle is an adult bottle (there is no pedi size anaerobe bottle), thus the minimum of 5 mL is required! Not recommended for adult patients because less than 20mls of blood collected may result in decreased detection of sepsis or bacteremia in an adult. | Conventional Culture |  | ​No Growth | Collection only | 5 days | 7 days a week | Inoculated at time of collection | 3.5 – 9.0 mL blood minimum (total draw)
116 | PEDB | Blood Culture, Pediatric, Aerobic Only | Pediatric BacT/Alert blood culture bottle (yellow top) | Microbiology TGH Laboratory |  | 87040 |  | Culture Blood Pedi Aerobic | ​This culture will NOT rule out anaerobic infections. Optimum results achieved with 4 mL of blood. Not recommended for adult patients because less than 20mls of blood collection may result in decreased detection of sepsis or bacteremia in an adult. | Conventional Culture |  | ​No Growth | Collection only | 5 days | 7 days a week | Inoculated at time of collection | 1.5 – 4.0 mL blood per bottle minimum. **note: 4.0 mL blood is required for optimal results!
115 | FUNB | Blood Culture - Fungal | One (1) Aerobic (green) | Microbiology TGH Laboratory |  | 87103 |  | Fungal Culture Blood | ​For culture of fungi (yeast or molds) from blood site. Collect x2 only.(Two sets of 20mL/set is optimal to detect sepsis.) | Conventional Culture | ​Fungal infections are most common among hospitalized patients, specifically with indwelling catheters, or whoare immuno-compromised. Blood culture is a sensitive method to detect invasive fungal infections. | ​No Growth | Collection only | 4 weeks | 7 days a week | Inoculated at time of collection | 10 mL blood. **note: less than 10 mL per bottle (20 mL per set) may reduce detection of sepsis or bacteremia in adults. If it is a short draw, you can draw a pedi.
114 | HACC | Blood Culture - Hacek | One set of BacT/Alert bottles; one Aerobic (green) and one Anaerobic (orange) | Microbiology TGH Laboratory |  | 87040 | ​Blood culture, R/O Endocarditis | Culture Blood Hacek Group | ​Blood culture to rule out HACEK organisms which cause endocarditis. Test usually ordered by Infectious Disease physician. IF BLOOD CULTURES ARE ALREADY COLLECTED, CALL MICROBIOLOGY TO ADD ON TEST. Ext 65724 | Conventional Culture |  | ​No Growth | Collection only | 49 days | 7 days a week | Inoculated at time of collection | 10.0 mL blood per bottle minimum (20.0 mL blood per set). **note: less than 10.0 mL blood per bottle (20.0 mL blood per set) may reduce detection of sepsis or bacteremia in adults
113 | BLDB | Blood Culture | One set of BacT/Alert bottles; one Aerobic (green) and one Anaerobic (orange) | Microbiology TGH Laboratory |  | 87040 |  | Culture Blood | ​Blood culture for diagnosis of bacterial sepsis (Routine C&S). Patient may or may not be on antibiotics, butcollection before antibiotic therapy begins is optimal. Collect (x2) only. (Two sets of 20mL/set is optimalto detect sepsis.) | Conventional Culture | ​Culture can identify organisms that are either aerobic or anaerobic. Mixed bacterial infections are common that may involve aerobic and anaerobic bacteria. When an organism is identified, antibiotic sensitivities are performed that guide selection of appropriate antibiotic treatment. | ​No Growth | Collection only | 5 days | 7 days a week | Inoculated at time of collection | 10.0 mL blood per bottle minimum (20.0 mL per set). **note: less than 10.0 mL per bottle (20.0 mL per set) may reduce detection of sepsis or bacteremia in adults.
112 | BKJC | BK & JC Virus PCR, Urine, Fluid | Sterile screw top container-CSF, Urine | Esoteric TGH Laboratory |  | 87799 |  | BK + JC Virus PCR Urine Fluid | ​0.7 mL Random urine or Catheterized urine or First void clean catch urine or 0.7 mL CSF | Real-Time Polymerase Chain Reaction | ​This test is used to determine the presence of BK Virus DNA in patient's specimens. Detection of the virus in these specimens may be indicative of an active infection, as PCR detects the presence of the virus, and not the host's reaction to the virus (which is the case for antibody based testing). Polyomavirus BK DNA detection in urine orplasma is associated with an increased risk of graft rejection in renal recipients. Quantitative testing may indicate change in risk over time |  | Not Available | Within 72 hrs. | 5 days a week (M-F). Not performed on holidays | A.M. | 1 mL
111 | BKVQNT | BK & JC Virus DNA, Quantitative | Lavender Top (K2 EDTA) | Esoteric TGH Laboratory |  | 87799 | ​BK Virus | BK + JC Virus DNA, Blood | ​Blood (Lavender top EDTA) | Real-Time Polymerase Chain Reaction | ​This test is used to determine the presence of BK Virus DNA in patient's specimens. Detection of the virus in these specimens may be indicative of an active infection, as PCR detects the presence of the virus, and not the host's reaction to the virus (which is the case for antibody based testing). Polyomavirus BK DNA detection in urine or plasma is associated with an increased risk of graft rejection in renal recipients. Quantitative testing may indicate change in risk over time. |  | Not Available | Within 72 hrs. | 5 days a week (M-F). Not performed on holidays | A.M. | 1mL (2 microtainers)
110 | BIOTSS | Biotinidase | Red Top (No Additive)-Preferred, Green Top (Li Heparin), Lavender Top (K2EDTA) | Quest Diagnostics |  | 82261 |  | Biotinidase | ​Sent to reference laboratory. 1mL frozen serum/plasma. 701328 | Enzymatic, Colorimetric | ​Detect biotinidase deficiency. Children born with biotinidase deficiency develop mental retardation; it is a very treatable disorder once diagnosed. | ​Biotinidase nmol/mL/min: 5.1-11.9 | Not Available | 4 - 7 days | Tuesday, Thursday | A.M. | 3 mL (6 microtainers)
108 | TCBILI | Bilirubin, Total & Direct | Green (Li Heparin)-Preferred, Red Top (No Additive), Gold Top (SST) | Chemistry TGH Laboratory |  | 82247 | ​Bilirubin, Fractionated | Bilirubin Total and Direct | ​Add on specimens accepted within 48 hours. | Jendrassik-grof procedure (azo-coupling reaction) | ​See individual Assays | ​See individual Assays | 1 hr. | 4 hrs | 7 days a week | 24 hrs. | 0.5 mL (1 microtainer)
107 | TBILI | Bilirubin, Total | Green (Li Heparin)-Preferred, Red Top (No Additive), Gold Top (SST) | Chemistry TGH Laboratory |  | 82247 |  | Bilirubin Total | ​Add on specimens accepted within 5 days | Jendrassik-grof procedure (azo-coupling reaction) | ​Patients with hepatobiliary disease or damage exhibit increased concentrations of Total Bilirubin. Many drugs can impair or damage liver function. | ​Adult:0.2 - 1.2 mg/dL 0 - 1 Days:<6 mg/dL 2 Days:<10 mg/dL 3-5 Days:<12 mg/dL | 1 hr. | 4 hrs | 7 days a week | 24 hrs | 0.5 mL (1 microtainer)
106 | CBILI | Bilirubin, Conjugated (Direct) | Green (Li Heparin)-Preferred, Red Top (No Additive), Gold Top (SST) | Chemistry TGH Laboratory |  | 82248 | ​Direct Bilirubin | Bilirubin, Conjugated (Direct) | ​Add on specimens accepted within 5 days | Jendrassik-grof procedure (azo-coupling reaction) | ​Direct Bilirubin is the water soluble or conjugated fraction of total bilirubin. Increased concentration of Direct Bilirubin are observed in patients with hepatobiliary disease. | ​0.0 – 0.5 mg/dL | 1 hr. | 4 hrs | 7 days a week | 24 hrs. | 0.5 mL (1 microtainer)
105 | AMBIL | Bilirubin, Amniotic Fluid | Sterile, Leak proof, Screw Top Container | Quest Diagnostics |  | 82247 | ​DOD 450, Delta OD 450 | Bilirubin Amniotic Fluid | ​Sent to reference laboratory. Collect 3.0 mL of amniotic fluid. Duration of pregnancy on test request form. Wrap tube in aluminum foil to protect from light. Lab handling requirements: Centrifuge, separate supernatant, and send both supernatant and sediment frozen in separate plastic vials. Label specimens appropriately (sediment and supernatant). Ship specimen frozen on dry ice. Do not thaw. | Spectrophotometry |  | ​Accompanies report | Not Available | 2 - 4 days | Monday - Friday | P.M. | 3 mL amniotic fluid
104 | BILE | Bile Acids Total and Fractional | Red Top (No Additive) | Quest Diagnostics |  | 83789 | ​Bile Acid | Bile Acids Total + Fractionated | ​Sent to reference laboratory. 1.0 mL serum (refrigerated). Overnight fasting is preferred. 116992 | Liquid Chromatography Tandem Mass Spectrometry | ​Test is used in the assessment of liver dysfunction. | ​Accompanies report | Not Available | 3 days | Monday -Thursday | Morning | 0.2 mL serum (minimum). 1.0 mL serum preferred
103 | BOHB | Beta Hydroxybutyrate (Acetone), (Ketone) | Green (Li Heparin)-Preferred, Red Top (No Additive), Gold Top (SST) | Chemistry TGH Laboratory |  | 82010 | ​Ketones | Ketones (BOHB) Blood | ​Add on specimens accepted within 48 hours. | Reflectance photometry | ​In diabetics, the measurement of B-hydroxybutyrate as well as blood glucose is needed for the assessment ofthe severity of diabetic coma and is essential for the exclusion of hyperosmolar non-ketotic diabetic coma. Aspecific enzymatic assay for Beta-hydroxybutyrate is extremely important in the assessment of ketosis. | ​< 0.3 mMol/L | 1 hr | 4 hrs | 7 days a week | 24 hrs. | 0.5 mL
102 | B2TRAN | Beta-2 Transferrin | Body fluid submitted in a sterile, leak-proof, screw top container – preferred, cotton swab soaked with drainage fluid submitted in a sterile, plastic, leak-proof transport tube, or drainage fluid submitted in sterile, plastic, leak-proof transport tube. | Quest Diagnostics Nichols Institute |  | 86335 |  | Beta-2 Transferrin | ​Sent to reference laboratory. Submit 0.5 mL body fluid in a sterile, leak-proof container (Do not send CSF). If submitting a cotton swab, do not add any additional fluid (water or saline) to the tube. Transport at room temperature. | Electrophoresis, Immunofixation | ​The presence of Beta-2 Transferrin in nasal or ear fluid, or in wound drainage following head trauma, surgery or fromtumors or congenital malformation, clearly indicates CSF leaking into these passages or fluids creating a pathway for life-threatening central nervous system infection. | ​Not Detected | Not Available | 1 day | Daily |  | 0.2 mL of body fluid (cannot be done on CSF)
101 | B2MGU | Beta 2 Microglobulin (Urine) | Sterile, Leak proof, Screw Top Container | Quest Diagnostics |  | 82232 |  | Beta 2 Microglobulin Urine | ​Fasting is preferred. 0.5 mL (minimum) frozen urine. Patient should void bladder, then drink at least 500 mL of water. A urine sample should be collected within 1 hour and pH adjusted to pH 6-8 with 1M NaOH. Beta-2-Microglobulin is unstable in acidic urine (less than pH 6). 49448 | Nephelometry | ​Test is useful as an index of glomerular function and in the evaluation of transplant viability and possiblerejection. It aids in the diagnosis of renal disorders, lymphoproliferative disorders, neoplasms, inflammatorydiseases, and autoimmune diseases. | ​Adults: ≤0.23 mg/L < 18 years of age: not established | Not Available | 3 - 5 days | Monday - Saturday | P.M. | 0.5 mL Urine (1.0 mL preferred)
100 | B2MGS | Beta 2 Microglobulin (Serum) | Red Top (No Additive) | Quest Diagnostics |  | 82232 |  | Beta 2 Microglobulin, Serum | ​Sent to reference laboratory. 0.5 mL refrigerated serum. Overnight fasting is preferred. 85289 | Fixed Rate Time Nephelometry | ​Beta-2 Microglobulin normally passes through the glomerulus into the proximal tubule where much of it is reabsorbed. Serum levels are therefore an index of glomerular function. When impaired, serum levels rise in inverse ratio to glomerular filtration rate. Increased amounts of Beta-2 Microglobulin are excreted in several renal disorders, e.g., balkan nephropathy, heavy metal poisoning and renal tubular disease, due to therapeutic agents. Serial levels of Beta-2-Microglobulin in serum and urine are used to evaluate transplant viability and anticipate rejection. Following a successful graft, serum levels decline toward normal. Increasing serum levels provide an early sign of rejection. Elevated levels also noted in lymphproliferative disorders, neoplasms (malignant and benign), inflammatory disease, and autoimmune diseases, such as systemic lupus erythematosus (SLE), and Sjogrens disease. | ​Adults: < or = 2.51 mg/L Pediatric (< 18 years of age) samples: Reference Range not established | Not Available | 3 - 5 days | Monday - Saturday | P.M. | 2 mL (4 microtainers)
99 | B2GAB | Beta 2 Glycoprotein Antibodies | Red Top | Quest Diagnostics |  | 86146 (x3) | ​Beta 2-Glycoprotein I Antibodies (IgG, IgA, IgM) | Glycoprotein B2 Antibody | ​Sent to reference laboratory. 1.5 mL refrigerated serum. 10002 | Enzyme Immunoassay | ​Beta-2-Glycoprotein 1, Apo lipoprotein H, is a cofactor in antiphospholipid antibody binding and is the critical antigen in the antiphospholipid antibody syndrome. Beta-2-Glycoprotein 1 Antibody is more specific than Cardiolipin Antibody that may express reactivity in patients with syphilis and other infectious diseases. | ​B2-Glycoprotein I (IgA) Ab U/mL <10 Negative 10-20 Equivocal - Found in small percentage of the healthy population; may be reactive >20 Positive - Risk factor for thrombosis B2-Glycoprotein I (IgM & IgG) Ab U/mL <10 Negative 10-20 Equivocal - Found in small percentage of the healthy population; may be reactive >20 Positive - Risk factor for thrombosis and pregnancy loss | Not Available | 3 - 5 days | Monday - Friday | A.M. | 4 mL (8 microtainers)
98 | BENZO | Benzodiazepines, Urine | Sterile, Leak proof, Screw Top Container | Chemistry TGH Laboratory |  | 80101 |  | Benzodiazepines Urine | ​Test performed only on urine. | Enzyme immunoassay |  | ​Negative | 1 hr. | 4 hrs. | 7 days a week | 24 hrs. a day | 1 mL Urine
97 | BMP | Basic Metabolic Panel (BMP) | Green (Li Heparin)-Preferred, Red Top (No Additive), Gold Top (SST) | Chemistry TGH Laboratory |  | 80048 | ​BMP | Basic Metabolic Panel (BMP) |  | See individual tests | ​A basic metabolic panel is a blood test that measures your sugar (glucose) level, electrolyte and fluid balance, and kidney function. Includes Na, K, Cl, CO2, BUN, Glucose, Creatinine, and Calcium. | ​See individual tests | 1 hr. | 4 hrs | 7 days a week | 24 hrs. | 1 mL (2 microtainers)
96 | BARB | Barbiturates, Urine | Sterile, Leak proof, Screw Top Container | Chemistry TGH Laboratory |  | 80101 |  | Barbiturates, Urine | ​Testing performed only on urine | Enzyme immunoassay |  | ​Negative | 1 hr. | 4 hrs. | 7 days a week | 24 hrs | 1 mL Urine
95 | BCGR | B Cell Gene Rearrangement | Lavendar Top (EDTA) | Esoteric TGH Laboratory | Whole Blood, Bone Marrow, Tissue | 83894 | ​​​BCELLR | B Cell Gene Rearrangement | Ship refrigerated or room temperature. Stability of whole blood and bone marrow samples at room and refrigerated temperatures is 2 weeks. Paraffin blocks are to be shipped at room temperature. Stability for paraffin blocks is indefinite. For tissue samples, fresh frozen tissue is preferred and to be shipped frozen. Frozen tissue is stable forapproximately 1 year at -70C. | Polymerase Chain Reaction with Capillary Electrophoresis | ​This PCR assay is useful for establishing of B-cell gene rearrangements for the diagnosis of B-cell neoplasms and for identifying minimal residual disease or early recurrence in those patients with previous diagnosis of B-cellneoplasm. | ​See Report | Not Available | 3 - 5 days | Monday, Wednesday, Friday | A.M. | 5 mL
94 | ASPAG | Aspergillus Antigen | Red Top (No Additive) | Quest Diagnostics |  | 87305 |  | Aspergillus Antigen | ​Sent to reference laboratory. 1 mL frozen serum (this test code is for serum only)14950 | Immunoassay | ​The Platelia(R) Aspergillus EIA is used for the detection of Aspergillus galactomannan antigen in serum or bronchial alveolar lavage (BAL) by enzyme immunoassay. The Platelia(R) Aspergillus EIA is an aid in the early diagnosis of invasive aspergillosis. This assay is to be used and test results interpreted in conjunction with other conventional diagnostic procedures, such as microbiological culture, histologic examination of biopsy samples, and other signs and symptoms for detection of Aspergillus infection. | ​Aspergillus Ag: Index < 0.5 Result Interpretation Sera with an index < 0.5 are considered to be negative. Sera with an index > or = 0.5 are considered to be positive. A positive result for patients being treated with piperacillin-tazobactam and other beta-lactam antibiotics such as amoxicillin-clavulanate may be a false positive due to cross-reactivity and should be viewed in conjunction with all clinical findings. Positive results with this assay have also been reported in patients infected with Penicillium marneffei and Cryptococcus. | Not Available | 3 - 5 days | Monday - Friday | P.M. | 3 mL (6 microtainers)
93 | GOT | Aspartate Aminotransferase (AST) | Green (Li Heparin)-Preferred, Red Top (No Additive), Gold Top (SST) | Chemistry TGH Laboratory |  | 84450 | ​AST, GOT, SGOT | Aspartate Transaminase (AST) | ​Add on specimens accepted within 5 days | Enzymatic rate | ​AST is an enzyme found in many organs including the liver. Although non-specific, AST is used to detect and monitor liver disease and other medical conditions. AST is often more sensitive to alcoholic liver disease than ALT. | ​5 - 34 U/L | 1 hr. | 4 hrs | 7 days a week | 24 hrs. | 0.5 mL
92 | ASPR | ARU | Test specific tube required – Contact Laboratory | Hematology TGH Laboratory |  | 85576 | ​ARU or Aspirin | ARU or Aspirin | * Assays cannot be performed if the patient has been exposed to GP IIb/IIIa inhibitors within: * 48 hours of eptifibatide (Integrilin) 14 days of abciximab (ReoPro) * Collection guidelines outlined below must be followed to assure accurate results. * If CBC is to be collected at the same time, the EDTA tube must be collected last. Once collected the tube should be gently inverted 5 times to ensure complete mixing; tubes must not be shaken. One tube must be submitted for each assay ordered. Direct venipuncture * Use a 21 gauge or larger needle (avoid using a butterfly). * Collect a discard tube followed by the correct number of tubes for testing. Indwelling catheter * Discard the first 5mL to clear the line (ensure the catheter is free of clots) * Immediately transfer 2mL of blood (using the black arrow on the side of the vial as a guide) to the specimen tube(s). Specimen should be collected as suggested in the table below. Medication Aspirin Dose 81-325 mg Suggested Test Timing 2 hrs post dose(and up to 30 hrs) * * Specimen must be walked down to the lab. * Testing must be completed within 4 hours of collection. * Tubes that are not properly filled, stored, labeled, or are delivered via the hospital pneumatic tube system will be rejected. * Results with analysis errors indicating specimen was not suitable for accurate analysis (hemolysis, clotted, interfering substance, (low platelet count, low HCT) will be rejected. * If analysis error and patient Platelet count <100k/uL and or HCT<32%; a recollect is not indicated. | VerifyNow Accumetrics – turbidimetric based optical detection system which measures platelet induced aggregation. | ​ARU measures the extent of platelet aggregation in the presence of aspirin. By integrating the result with other clinical data, specialties such as cardiac surgery, interventional cardiology, interventional neurology and clinical cardiology have the potential to make more informed decisions regarding a patient's treatment and surgery schedule in efforts to minimize bleeding risk and maximize patient safety. | * ​Reference range 620-672 ARU baseline pre-medication * Therapeutic cutoff </=550 ARU Therapeutic cutoff value of </= 550 ARU is based on the effect of a dose of 81-325mg being administered 2-30 hours before the specimen is collected. Results should be interpreted in conjunction with other clinical and laboratory data. Low hematocrits and or low platelet counts may adversely affect results. The VerifyNow aspirin assay is not intended for use on patients with platelet disorders or abnormalities. Drugs other than aspirin that inhibit platelet function may affect the ARU result. Patients who have been treated with GP IIb/IIIa inhibitor drugs should not be tested until platelet function has recovered. The time period is approximately 14 days after discontinuation of abciximab (ReoPro) and 48 hours after discontinuation of eptifibatide (Integrilin) and tirofiban (Aggrastat). | 1 hour | 4 hours | 7 days a week | 24 hours a day | 1.8 mL
91 | ARHMB | Arsenic, Blood | Royal Blue Top (EDTA) preferred, lavender Top (K2EDTA) | Quest Diagnostics |  | 82175 |  | Arsenic Blood | ​Sent to reference laboratory. Call lab for tube. 2 mL refrigerated whole blood Patient should refrain from eating seafood and taking herbal supplements at least 48 hours prior to sample collection. | Inductively Coupled Plasma - Mass Spectrometry | ​Arsenic is widely distributed in the earth's crust. Arsenic is used in some pesticides and industrial applications. Arsenic toxicity can cause skin changes, respiratory illness, nausea and vomiting, and other effects. | ​<23 mcg/L. Urine is usually the best specimen for the analysis of arsenic in body fluids. Blood levels tend to be low even when urine concentrations are high. | Not Available | 4 - 7 days | Monday, Wednesday, Friday | P.M. | 2 mL
90 | ARBCF | Arbovirus Panel (CSF) | Sterile, Leakproof, Screw Top Container | Focus Diagnostics |  | 86651, 86652 |  | Arbovirus Antibody Panel Fluid | ​Sent to reference laboratory. 0.5 mL refrigerate CSF 18344 | Immunofluorescence Assay | ​INCLUDES THE FOLLOWING TESTS: Eastern Equine IgG; Eastern Equine IgM; California Equine IgG; California Equine IgM; St Louis Equine IgG; St Louis Equine gM; Western Equine IgG: Western Equine IgM Arboviruses (arthropod-borne viruses) are a large group of viruses that are spread mainly by blood-sucking insects. In the United States, arboviruses are most commonly spread by mosquitoes. Most people infected with arboviruses have few or no symptoms, but arboviruses can cause serious and potentially fatal inflammation of the brain (encephalitis) as well as other complications. | ​Accompanies Report | Not Available | 4 - 7 days | Monday - Friday | A.M. | 0.5 mL CSF
89 | ARBS | Arbovirus Antibody Panel | Red Top (No Additive) | Focus Diagnostics |  | 86651x2, |  | Arbovirus Antibody Panel Blood | ​Sent to reference laboratory. 0.2 mL refrigerated serum. 349808 | Immunofluorescence Assay | ​INCLUDES THE FOLLOWING TESTS: Eastern Equine IgG, Eastern Equine IgM, California IgG, California IgM, St Louis IgG, St. Louis IgM, Western Equine IgG, Western Equine IgM. Arboviruses (arthropod-borne viruses) are a large group of viruses that are spread mainly by blood-sucking insects. In the United States, arboviruses are most commonly spread by mosquitoes. Most people infected with arboviruses have few or no symptoms, but arboviruses can cause serious and potentially fatal inflammation of the brain (encephalitis) as well as other complications. | ​Negative | Not Available | 4 - 7 days | Monday - Friday | A.M. | 2 mL (4 microtainers)
88 | APOB | Apolipoprotein B | Red Top (No Additive) | Quest Diagnostics |  | 82172 |  | Apolipoprotein B | ​Sent to reference laboratory. 0.5 mL refrigerated serum minimum. Preferred is 1mL refrigerated serum. Fasting for at least 12 hours is required. 22262 | Nephelometry | ​There are two major forms of Apolipoprotein B, B-100 and B-48. B-100, synthesized in the liver, is the major protein in VLDL, IDL, and LDL cholesterol. B-48, synthesized in the intestines, is essential for the assembly and secretion of chlyomicrons. Patients with increased concentrations of Apolipoprotein B are at increased risk oftherosclerosis. | ​Apolipoprotein B mg/dL ADULT MALES: 52-109 ADULT FEMALES: 49-103 | Not Available | 3 - 5 days | Monday - Saturday | P.M. | 2 mL
87 | APOABP | Apolipoprotein A1 & B | Red Top (No Additive) | Quest Diagnostics |  | 82172 (x2) |  | Apo lipoprotein (A1+B) | ​Sent to reference laboratory. 0.5 mL refrigerated serum Fasting for at least 12 hours is required. 22272 | Nephelometry | ​Apo lipoprotein A1 is the primary protein associated with HDL cholesterol. Like HDL cholesterol, increasedconcentrations are associated with reduced risk of cardiovascular disease.Apo lipoprotein B-100 is the primary protein associated with LDL cholesterol and other lipid particles. Like LDL cholesterol, increased concentrations are associated with increased risk of cardiovascular disease. The ratio of these two proteins correlates with risk of cardiovascular disease. | ​Apo lipoprotein A Apo lipoprotein B mg/dL ADULT MALES: 94-176 mg/dL ADULT MALES: 52-109 mg/dL ADULT FEMALES: 101-198 mg/dL ADULT FEMALES: 49-103 mg/dL Apo B/A1 Ratio ADULTS: BELOW AVERAGE RISK: AVERAGE RISK: ABOVE AVERAGE: LESS THAN 0.29 0.29-1.30 GREATER THAN 1.30 | Not Available | 4 - 7 days | Monday - Saturday | A.M. | 2 mL
86 | APOA1 | Apolipoprotein A1 | Red Top (No Additive) | Quest Diagnostics |  | 82172 |  | Apo lipoprotein A1 | ​Sent to reference laboratory. 1.0 mL refrigerated serum Fasting for at least 12 hours is required. 22252 | Fixed Rate Time Nephelometry | ​Apo lipoprotein A1 is the primary protein associated with HDL cholesterol. Like HDL cholesterol, increased concentrations are associated with reduced risk of cardiovascular disease. | ​Apo lipoprotein A1 mg/dL ADULT MALES: 94-176 ADULT FEMALES: 101-198 | Not Available | 4 - 7 days | Monday - Saturday | P.M. | 1.0 mL serum
85 | ATHIII | Antithrombin III Activity | Light Blue Top (3.2% Sodium Citrate) | Hematology TGH Laboratory |  | 85300 |  | Antithrombin III (3) | ​Plasma stored in an unopened sodium citrate collection tube at room temperature, (20-25°C) must be tested within 4 hours of collection or plasma separated and frozen. Frozen plasma can be stored for 2 weeks at -20° C or -70° C for 12 months. Please note: Whenever possible frozen specimens should be submitted from offsite locations. Whole blood specimens from offsite locations must be transported and ordered as STAT. If specimen cannot be analyzed within an acceptable time frame testing will be cancelled. To centrifuge and freeze plasma: * Verify the specimen is not clotted using applicator sticks * Verify the specimen tube is properly filled * Centrifuge specimen at 5000 RPM for 10 minutes as soon as possible after collection (up to 4 hours). * Label a polypropylene test tube with label that includes a minimum of two unique patient identifiers (such as name and date of birth). * Using a disposable transfer pipette, transfer the plasma (leave about 0.5ml do not disturb the buffy coat) to a labeled test tube. * If available perform platelet count on the plasma to verify platelet count is <10 K/uL * If platelet count is 10K/uL repeat centrifugation process * If multiple specimens collection tubes, do not pool plasma from collection tubes together. * Freeze plasma and transport to the laboratory for testing on dry ice. * Specimen must remain frozen until testing is performed. * Criteria for rejecting specimens for testing include: Tubes not properly labeled, filled (+/- 10% of required fill volume), clotted specimens, plasma that is moderately to grossly hemolyzed, plasma that has not been properly stored or tested within defined timeframe, frozen specimen plasma platelet count >10 K/uL or Fibrinogen <35 mg/dL and not clinically indicated | Chromogenic | ​Antithrombin III is an inhibitor of several coagulation factors. Deficiency is associated with hyper coagulation(increased risk of venous thrombosis). Concentrations may be decreased with liver disease, nephrotic syndrome, and other medical conditions. | ​83 – 128% | Not Available | 7 days | Once a week (M - F) | A.M. | One 2.7 mL or 1.8 mL 3.2% Sodium Citrate collection tube filled to the minimum line OR 1 mL of frozen plasma
84 | ASOAB | Antistreptolysin-O | Red Top (serum separator tube) | Quest Diagnostics |  | 86063 | ​ASO titer | Streptolysin Antibody (ASO) | ​1.0 mL refrigerated serum. Overnight fasting is preferred. 0312 | Immunoturbidometry | ​Antistreptolysin-O is useful in confirming exposure to Streptococcus pyrogenes in the absence of other laboratory evidence. | ​>17 years: ≤ 200 IU/mL ≤17 years: <150 IU/mL | Not Available | Next day | Monday - Friday | A.M. | 0.5 mL serum minimum; 1.0 mL serum preferred
83 | APA | Anti-Platelet Antibody | Lavender Top (K2 EDTA) kept at ROOM TEMPERATURE only after collection | Quest Diagnostics |  | 86023 | ​Anti Platelet Ab, Flow cytometry | Platelet Antibody | ​Sent to reference laboratory. If the platelet count is less than 20,000/ccm, submit 7-10 mL of whole blood. Platelet Count: Minimum Volume >=45,000: 2 mL 20,000-45,000: 5 mL <20,000: 10 mL Pediatric minimum volume: The minimum volume is platelet count dependent. If possible, submit at least 1 mL. EDTA blood. | Flow Cytometry | ​Thrombocytopenia that is refractory to platelet transfusions may be due to direct platelet antibody. Testing is useful to differentiate immune from non-immune disorders. | ​NEGATIVE | Not Available | 3 - 5 days | Monday - Sunday | A.M. | See Special instructions
82 | FANASC | Anti-Nuclear Antibody (ANA) | Red Top (No Additive) | Immunology TGH Laboratory |  | 86038 | ​ANA, FANA Screen | Nuclear Antibody (FANA) Screen |  | Enzyme Linked Immunosorbent Immunoassay | ​ANA's in high frequency in systemic rheumatic diseases, specifically systemic lupus erythematosus (SLE) and patients with polymyositis, scleroderma, and antiphospholipid syndrome. The different immunofluorescent patterns are associated with different autoimmune diseases. Many healthy individuals may have low titers of ANA. Additional laboratory tests are useful to improve specificity and monitor disease. | ​Negative | Not Available | Within 72 hrs. | 5 days a week (M-F). Not performed on holidays | A.M. | 0.5 mL (1 microtainer)
81 | ANCTA | Anti-neutrophilic Cytoplasmic Ab | Red Top (No Additive) | Quest Diagnostics |  | 86021 (x2) | ​ANCA (PANCA & CANCA) | Neutrophil Cytoplasmic Ab | ​Sent to reference laboratory. 0.3 mL refrigerated serum. Avoid hemolysis. 36733 | Enzyme Immunoassay | ​Neutrophil Cytoplasmic Auto antibodies (ANCA) are specific for specific types of vasculitis. PR-3 or cytoplasmic antinuclear cytoplasmic antibody is often present with Wegener's granulomatosis, a necrotizing granulomatosis vascular disease typically involving the respiratory tract and kidneys. Myeloperoxidase or perinuclear antinuclear cytoplasmic antibody is useful to detect several types of systemic necrotizing vasculitis such asmicroscopic polyarteritis and crescentic glomerulonephritis. | ​Proteinase-3 Ab U/mL <6 NEGATIVE 6-9 EQUIVOCAL >9 POSITIVE Myeloperoxidase Ab U/mL <6 NEGATIVE 6-9 EQUIVOCAL >9 POSITIVE | Not Available | 3 - 5 days | Monday - Friday | A.M | 1.0 mL serum preferred. 0.3 mL serum (minimum volume)
79 | DNA | Anti-DNA Antibody | Red Top (No Additive) | Immunology TGH Laboratory |  | 86225 | ​DNA (DS) Antibodies | Deoxyribonucleic Acid (DNA) Ab |  | Enzyme Linked Immunosorbent Immunoassay | ​dsDNA Antibody is detected in patients with active systemic lupus erythematosus (SLE) and approximately 20%of patients with mixed connective tissue disease. | ​Negative | Not Available | within 72 hrs | Monday - Friday | A.M. | 0.5 mL
77 | UABT | Antibody Titer | Lavender Top (K2 EDTA) | Florida Blood Services |  | 86886 |  | Not Orderable, Reflex Order | ​Sent to reference laboratory. |  | ​It detects antibodies against RBCs that are present unbound in the patient's serum. The indirect Coombs test isused to screen pregnant women for IgG antibodies that are likely to pass through the placenta into the fetal blood and cause haemolytic disease of the newborn. |  | Not Available | Within 72 hrs. |  | 24 hrs. a day
76 | UABSCR | Antibody Screen, Blood | Lavender Top (K2 EDTA) | Florida Blood Services |  | 86850 | ​Coombs, Indirect | Coombs, Indirect (Ab Screen) | ​Sent to reference laboratory. Not performed on cord blood or infant's less than 6 months old. |  | ​The Antibody Screen (Indirect Coombs) is useful to identify red blood cell IgG antibodies that can cross the placenta and cause hemolytic disease of the newborn. |  | Not Available | 3 to 5 Days |  | 24 hrs. a day | 7 mL
75 | UABID | Antibody Identification | Lavender Top (K2 EDTA) | Florida Blood Services |  | 86870 |  | Not Orderable, Reflex order | ​Sent to reference laboratory. |  |  |  | Not Available | Within 72 hrs. | 7 days a week | A.M.
74 | HEPUF | Anti-Xa for Unfractionated Heparin | Light Blue Top (3.2% sodium citrate) | Hematology TGH Laboratory |  | 85520 |  | UFH Anti-Xa | ​Plasma stored in an unopened sodium citrate collection tube at room temperature, (20-25°C) must be centrifuged within 1 hour of collection and tested within 4 hours of collection or plasma separated and frozen. Frozen plasma can be stored for 2 weeks at -20° C or -70° C for 12 months. Please note: Whenever possible frozen specimens should be submitted from offsite locations. Whole blood specimens from offsite locations must be transported and ordered as STAT. If specimen cannot be analyzed within an acceptable time frame testing will be cancelled. To centrifuge and freeze plasma: * Verify the specimen is not clotted using applicator sticks * Verify the specimen tube is properly filled * Centrifuge specimen at 5000 RPM for 10 minutes as soon as possible after collection (up to 4 hours). * Label a polypropylene test tube with label that includes a minimum of two unique patient identifiers (such as name and date of birth). * Using a disposable transfer pipette, transfer the plasma (leave about 0.5ml do not disturb the buffy coat) to a labeled test tube. * If available perform platelet count on the plasma to verify platelet count is <10 K/uL * If platelet count is 10K/uL repeat centrifugation process * If multiple specimens collection tubes, do not pool plasma from collection tubes together. * Freeze plasma and transport to the laboratory for testing on dry ice. * Specimen must remain frozen until testing is performed. Criteria for rejecting specimens for testing include: Tubes not properly labeled, filled (+/- 10% of required fill volume), clotted specimens, plasma that is moderately to grossly hemolyzed, plasma that has not been properly stored or tested within defined timeframe, frozen specimen plasma platelet count >10 K/uL or Fibrinogen <35 mg/dL and not clinically indicated | Chromogenic assay | ​This assay is useful for monitoring treatment efficacy of unfractionated heparin, a commonly used anticoagulant. | ​<0.1 IU/mL Therapeutic reference range for unfractionated heparin 6 hours post bolus 0.3 – 0.7 IU/mL | 1 hour | N/A | 7 days per week | 24 hours | One 2.7 mL or 1.8 mL 3.2% Sodium Citrate collection tube filled to the minimum line OR 1 mL of frozen plasma
73 | HEPLMW | Anti-Xa for Low Molecular Weight Heparin | Light Blue Top (3.2% sodium citrate) | Hematology TGH Laboratory |  | CPT 85520 |  | LMWH Anti-Xa | ​Plasma stored in an unopened sodium citrate collection tube at room temperature, (20-25°C) must be centrifuged within 1 hour of collection and tested within 4 hours of collection or plasma separated and frozen. Frozen plasma can be stored for 2 weeks at -20° C or -70° C for 12 months. Please note: Whenever possible frozen specimens should be submitted from offsite locations. Whole blood specimens from offsite locations must be transported and ordered as STAT.If specimen cannot be analyzed within an acceptable time frame testing will be cancelled. To centrifuge and freeze plasma: * Verify the specimen is not clotted using applicator sticks * Verify the specimen tube is properly filled * Centrifuge specimen at 5000 RPM for 10 minutes as soon as possible after collection (up to 4 hours). * Label a polypropylene test tube with label that includes a minimum of two unique patient identifiers (such as name and date of birth). * Using a disposable transfer pipette, transfer the plasma (leave about 0.5ml do not disturb the buffy coat) to a labeled test tube. * If available perform platelet count on the plasma to verify platelet count is <10 K/uL * If platelet count is 10K/uL repeat centrifugation process * If multiple specimens collection tubes, do not pool plasma from collection tubes together. * Freeze plasma and transport to the laboratory for testing on dry ice. * Specimen must remain frozen until testing is performed. Criteria for rejecting specimens for testing include: Tubes not properly labeled, filled (+/- 10% of required fill volume), clotted specimens, plasma that is moderately to grossly hemolyzed, plasma that has not been properly stored or tested within defined timeframe, frozen specimen plasma platelet count >10 K/uL or Fibrinogen <35 mg/dL and not clinically indicated | Chromogenic assay | ​This assay is useful for monitoring treatment efficacy of low molecular weight heparin (Lovenox – Enoxaparin) a commonly used anticoagulant. | ​<0.1 IU/mL Therapeutic reference range for patients on LMWH therapy 4 hours post subcutaneous injection every 12 hours 0.6- 1.0 IU/mL, every 24 hours 1.0-2.0 IU/mL Critical Values >2.0 IU/mL | 1 hour | N/A | 7 days per week | 24 hours | One 2.7 mL or 1.8 mL 3.2% Sodium Citrate collection tube filled to the minimum line OR 1 mL of frozen plasma
72 | HUCSF | Anti Hu Antibody, CSF | Sterile, Leak proof, Screw Top Container | Quest Diagnostics |  | 84181, 86255 | ​Neuronal Nuclear (Hu) Antibody, CSF | Neuronal Nuclear AB (Hu) CSF | ​Sent to reference laboratory. 1.5 mL refrigerated CSF. Overnight fasting is preferred. 15775 | Immunofluorescence Assay, Western Blot | ​Paraneoplastic Syndrome involves non-metastatic systemic effects that accompany malignant disease. Antineuronal Nuclear Antibody (Anti-Hu) is found in 5-10% of patients with small cell carcinoma of the lung. Anti-Hu is associated with subacute syndrome of encephalomyeloradiculopathy, sensory neuropathy, and autoimmune neuropathy, predominantly affecting the gastrointestinal tract. | ​Accompanies Report | Not Available | 7 - 10 days | Tuesday, Thursday, Sunday | Nights | 1.5 mL CSF
71 | HUSRM | Anti Hu Antibody, Blood | Red Top (No Additive) | Quest Diagnostics |  | 84181, 86255 | ​Neuronal Nuclear (Hu) Antibody, Blood | Neuronal Nuclear AB (Hu) Blood | ​Sent to reference laboratory. 0.3 mL refrigerated serum. Overnight fasting is required. 37053 | Immunofluorescence Assay, Western Blot | ​Paraneoplastic Syndrome involves non-metastatic systemic effects that accompany malignant disease. Antineuronal Nuclear Antibody (Anti-Hu) is found in 5-10% of patients with small cell carcinoma of the lung. Anti-Hu is associated with subacute syndrome of encephalomyeloradiculopathy, sensory neuropathy, and autoimmune neuropathy, predominantly affecting the gastrointestinal tract. | ​Accompanies Report | Not Available | 7 - 10 days | Tuesday, Thursday, Sunday | Nights | 1 mL
70 | ANGCOE | Angiotensin Converting Enzyme (ACE) | Red Top (No Additive) | Quest Diagnostics |  | 82164 | ​ACE level | Angiotensin Converting Enzyme | ​Sent to reference laboratory. 1.0 mL serum, centrifuge refrigerated within 1 hour of collection. Separate serum from clot. Stable 7 days refrigerated. 5632 | Kinetic | ​Sarcoidosis can cause a multifocal or diffuse neuropathy. Serological testing for suspected infections or for angiotensin converting enzyme (ACE) levels in sarcoidosis is helpful in the evaluation and diagnosis of patients with neuropathy. Elevated concentrations of ACE may be observed with Gaucher disease, alcoholic cirrhosis, renovascular hypertension, as well as in those receiving diuretic therapy. | Pediatric range: 6 Months-17 Years: 13-100 U/L Adult range: 9-67 U/L | Not Available | 3 - 5 days | Monday - Saturday | P.M | 0.5 mL serum, minimum. 1.0 mL preferred
69 | HANDST | Androstenedione | Red Top (No Additive) preferred, Lavernder Top (EDTA), Green Top (lithium heparin or sodium heparin) | Quest Diagnostics |  | 82157 |  | Androstenedione | ​Sent to reference laboratory. 0.3 mL refrigerated serum. SST tubes are unacceptable. An early morning specimen is preferred. 17182 | Liquid Chromatography Tandem Mass Spectrometry | ​Androstenedione may be useful in evaluating patients with androgen excess and managing patients with congenital adrenal hyperplasia (CAH). | ​Adult Male Reference Ranges, Serum: Adult Female Reference Ranges, Serum 18-30 years: 50-220 ng/dL Follicular: 35-250 ng/dL 31-50 years: 40-190 ng/dL Mid-cycle: 60-285 ng/dL 51-60 years: 50-220 ng/dL Luteal: 30-235 ng/dL Postmenopausal: 20-75 ng/dL Pediatric Reference Ranges, Serum 1-12 months: 6-78 ng/dL 1-4 years: 5-51 ng/dL 5-9 years: 6-115 ng/dL 10-13 years: 12-221 ng/dL 14-17 years: 22-225 ng/Dl | Not Available | 7 - 10 days | Monday - Friday, Sunday | Nights | 1 mL
68 | APSURG | Anatomic Pathology-Immunoperoxidase Stains | See Special Instructions | Histology TGH Laboratory |  | See individual | ​Immunoperoxidase Stain | Orderable by Pathology Only | ​Formalin-fixed paraffin block or five 4-micron unstained slides. | Immunohistochemistry | ​Immunoperoxidase Stains are used to identify and localize antigens in tissue sections. Immunocytochemistry is a major diagnostic tool employed in pathology. | ​See Report | Not Available | 2 - 4 days | 5 days a week (M-F). Not performed on holidays | 8 a.m. to 5 p.m. | See Special Instructions
67 | APSURG | Anatomic Pathology- Renal Biopsy | See Special Instructions | Histology TGH Laboratory |  | See individual | ​Biopsy, Renal | Manual Pathology Requisition Only | ​Notify Pathologist prior to submitting Renal Biopsy. | Microscopic Examination |  | ​See Report | 4-6 hrs | 2 - 4 days | 5 days a week (M-F). Not performed on holidays | 8 a.m. to 5 p.m. | See Special Instructions
66 | APSURG | Anatomic Pathology -Immunofluorescence | See Special Instructions | Histology TGH Laboratory |  | See individual | ​Biopsy, Immunofluorescence | Manual Pathology Requisition Only | ​Prior notification of pathology staff is absolutely necessary Fresh specimens or specimens in Michel's fixative must be delivered immediately to lab M-F, 0800 - 1700. | Direct Immunofluorescence | ​Immunofluorescence of tissue can provide invaluable information for the differential diagnosis of disease states. | ​See Report | Not Available | 2 - 4 days | 5 days a week (M-F). Not performed on holidays |  | See Special Instructions
65 | APSURG | Anatomic Pathology- Image Analysis | See Special Instructions | Histology TGH Laboratory |  | See individual | ​Image Analysis | Orderable by Pathology Only |  |  | ​Image Analysis, in combination with immunohistochemistry, may be use to study antigens expressed by tumor cells that are important in cancer prognosis. | ​See Report | Not Available | 3 - 5 days | 5 days a week (M-F). Not performed on holidays | 8 a.m. to 5 p.m. | See Special Instructions
64 | APSURG | Anatomic Pathology- Frozen Section | Sterile, Leakproof, Screw Top Container | Histology TGH Laboratory |  | 88331 | ​Frozen Section | Manual Pathology Requisition Only | ​Specimen requiring frozen section must be submitted FRESH to the frozen section room (B204) and placed in the window outside the room. The anatomic requisition completely filled out with the patient name, surgeonname, OR room number, OR extension (phone or intercom), and description of specimen must alsoaccompany the labeled specimen .Lift the receiver on the ring down phone outside the room and inform thepathology staff member that thefrozen section is in the window also inform the staff member, the OR room number and surgeon name.( A confirmation number will be given to the person delivering the specimen). Use the ring down phone Monday thru Friday 0730 to 1700 only. After 5 pm; before 7:30 am or Weekends andholidays call the answering service at 935-6641 to notify pathologist of frozen section. (For after hours, prior notification is preferable.) | Microscopic Examination | ​Frozen sections are performed to establish rapid histopathologic diagnosis to provide rapid intraoperative diagnosis to support immediate intraoperative decisions. | ​See Report | 20 minutes | N/A | 7 days a week | 24 hrs. | Fresh Tissue with NO added fixative or fluid
63 | APSURG | Anatomic Pathology -Electron Microscopy | Screw top container | Histology TGH Laboratory |  | See individual | ​Electron Microscopy | Manual Pathology Requisition Only | ​The physician must consult the Pathologist prior to submitting tissue for EM. The specimen should be submitted in Gluteraldehyde (GTA) available from pathology. All tissues that are submitted fresh must be delivered to the laboratory without delay and with immediate notification of Histology staff at extension 66449 or 7895 Pathology requisition must accompany specimen. | Electron Microscopy |  | ​See Report | Not Available | 7 - 14 days | 5 days a week (M-F). Not performed on holidays | 8 a.m. to 5 p.m. | See Special Instructions
62 | APSURG | Anatomic Pathology -Bone Marrow | See Special Instructions | Histology TGH Laboratory |  | See individual | ​Bone Marrow Aspirate | Manual Pathology Requisition Only | ​Submit Bone marrow core in formalin and label the container with patient's name and site. The aspiration can be submitted in a Lavender top (EDTA) tube | Morphology Review | ​The diagnosis of lymphoproliferative and hematopoietic disorders is complex. Hematopathologists and other medical professionals are available to guide test selection and to help synthesize laboratory results with theclinical history. | ​See Report | Not Available | Specimen prep time 12-16 | 5 days a week (M-F). Not performed on holidays. | 8 a.m. to 5 p.m. | See Special Instructions
61 | APSURG | Anatomic Pathology- Biopsy, Muscle | See Special Instructions | Histology TGH Laboratory |  | See individual | ​Biopsy, Muscle | Manual Pathology Requisition Only | ​Prior notification to Histology is mandatory. Specimens are not accepted after 2pm. | Microscopic Examination |  | ​See Report | Not Available | SPECIMENS ARE SENT | 5 days a week (M-F). Not performed on holidays |  | See Special Instructions
60 | APSURG | Anatomic Pathology -Biopsy | Sterile, Leakproof, Screw Top Container | Histology TGH Laboratory |  | See individual | ​Biopsy, Routine | Manual Pathology Requisition Only | ​Immediately place specimen in a tightly secured container with 10% neutral buffered formalin. DO NOT allow specimen to dry (Place in formalin within 15 minutes of removal from the body.). Use a separate container for each separately identified specimen. DO NOT force a large specimen into a small container- (the volume of formalin should be 15 to 20 times greater than the size of the tissue) . The formalin must surround the specimen for proper fixation. Label each specimen container with patient's name, medical record number, date of collection and the source of the specimen. Complete pathology requisition completely and send with specimens. Each container and specimen must be separately identified in the test requisition. The test requisition should also contain pertinent clinical information and the anatomic location of the tissue. | Microscopic Examination |  | ​See Report | 4-6 hrs | 2 - 4 days | 5 days a week (M-F). Not performed on holidays | 8 a.m. to 5 p.m. | See Special Instructions
59 | APSURG | Anatomic Pathology- Autopsy | See Special Instructions | Histology TGH Laboratory |  | See individual | ​Autopsy | Orderable by Pathology Only |  |  | ​The autopsy determines the cause and manner of death, determines the severity of disease and represents an effort to preserve the quality of medical practice and to support excellence in medicine. | ​See Report | Not Available | Preliminary: 48 hrs. Final: 30 | 5 days a week (M-F). Not performed on holidays | 8 a.m. to 5 p.m | See Special Instructions
58 | ANACO | Anaerobic Culture Ortho | Anaerobic Transport Media | Microbiology TGH Laboratory |  | 87075 | ​Bone Protocol | Anaerobe Culture Bone | ​ORTHO PROTOCOL: Specimen must be collected in surgery. Five Bone chips are submitted for routine culture, AFB culture and smear, and Gram Stain. Histology specimen requires formalin. Anaerobic culture must be submitted in an anaerobe port-a-cult tube. | Conventional Culture | ​Anaerobic bacteria can be found in deep wounds, abscesses, blood, and internal organs. Culture allows for identification of organism and selection of appropriate antimicrobial therapy. | ​No Anaerobic Growth | Not Available | 2 weeks | 7 days a week |  | 1 Anaerobic port-a-cult
57 | ANAC | Anaerobe Culture | Anaerobic Transport Media | Microbiology TGH Laboratory |  | 87075 | ​Actinomyces Culture, Bacteroides Culture, Clostridium | Anaerobe Culture | All fluids must be sent via Port-A-Cult vials; all tissue, wounds must be sent via Port-A-Cult tubes. Excluded sites: blood, mucous membranes, skin, vaginal, cervical, and intestinal cultures. Port-A-Cult tubes/ vials are available from SPD. | Conventional Culture | ​Anaerobic bacteria can be found in deep wounds, abscesses, blood, and internal organs. Culture allows for identification of organism and selection of appropriate antimicrobial therapy. | ​No Anaerobic Growth | Not Available | 2 days if no growth | Inoculated 7 days a week | 24 hrs. a day | 1 mL or 1 swab
56 | AML2H | Amylase, Urine (Timed) | Sterile, Leak proof, Screw Top Container | Chemistry TGH Laboratory |  | 82150 |  | Amylase 2 hr Urine | ​Test performed only on urine | Enzymatic rate | ​Urinary amylase is useful in the consideration of macroamylasemia and pseudo cyst of the pancreas. With macroamylasemia, only the serum concentration is elevated. With pseudocysts, the urinary concentration remains elevated for weeks after an episode of acute pancreatitis. | ​4 - 37 IU/ 2 Hr | Not Available | 4 hrs | 7 days a week | 24 hrs. | 1 mL Urine
55 | UAML | Amylase, Urine | Sterile, Leakproof, Screw Top Container | Chemistry TGH Laboratory |  | 82150 |  | Amylase, Urine | ​Test performed only on urine | Enzymatic rate | ​Urinary amylase is useful in the consideration of macroamylasemia and pseudocyst of the pancreas. With macroamylasemia, only the serum concentration is elevated. With pseudocysts, the urinary concentration remains elevated for weeks after an episode of acute pancreatitis | ​No Reference Range | 1 hr. | 4 hrs | 7 days a week | 24 hrs. | 1 mL Urine
54 | FAML | Amylase, Fluid | Sterile, Leakproof, Screw Top Container | Chemistry TGH Laboratory |  | 82150 | ​Fluid Amylase | Amylase Fluid |  | Enzymatic rate | ​Amylase is produced in the pancreas. Increased concentrations may reflect acute inflammation of the pancreas. Mumps, perforated peptic ulcers, and other medical conditions likewise may increase the amylase concentration. | ​No Reference Range | 1 hr. | 4 hrs | 7 days a week | 24 hrs. | 0.5 mL
53 | AML | Amylase | Green (Li Heparin)-Preferred, Red Top (No Additive), Gold Top (SST) | Chemistry TGH Laboratory |  | 82150 |  | Amylase Blood | ​Add on specimens accepted within 48 hours. | Enzymatic rate | ​Amylase is produced in the pancreas. Increased concentrations may reflect acute inflammation of the pancreas. Mumps, perforated peptic ulcers, and other medical conditions likewise may increase the amylase concentration. | ​25 - 125 U/L | 1 hr. | 4 hrs | 7 days a week | 24 hrs. | 0.5 mL (1 microtainer)
52 | AMPH | Amphetamine, Urine | Sterile, Leak proof, Screw Top Container | Chemistry TGH Laboratory |  | 80101 |  | Amphetamine+ Methamphetamine Urine | ​Test performed only on urine | Enzyme Immunoassay |  | ​Negative | 1 hr. | 4 hrs. | 7 days a week | 24 hrs. a day | 1 mL Urine
51 | AMON | Ammonia | Lavender Top (K2 EDTA)-preferred, Green top (Lithium or sodium heparin) | Immunology TGH Laboratory | Blood | 82140 | ​​​NH3; NH4 | Ammonia | ​Send to lab on ice. Must be delivered to the lab within 15 minutes of collecton. Specimen cannot be separated and frozen for transfer to the lab. | Enzymatic rate | ​Ammonia is elevated in liver disease, Reye syndrome, urea cycle enzyme deficiencies, and other medicalconditions. The correlation with hepatic coma is poor. | ​31 – 123 ug/dL | 1 hour | 1 our | 7 days a week | 24 hours a day | 1 mL (2 microtainers)
50 | AMI | Amitriptyline, Nortriptyline | Red Top (No Additive)-Preferred, Lavender Top (EDTA), sodium heparin (Green) | Quest Diagnostics |  | 80152 | ​Elavil, Aventyl | Amitriptyline (Elavil) | Sent to reference laboratory. 1.5 mL refrigerated serum/EDTA plasma Instructions: Patient preparation: Collect as a trough or at least 12 hours after last dose. 3 mL serum collected in a red-top tube. Do not use serum separator (gel barrier) tubes. 890 | Liquid Chromatography | ​Amytriptyline is a tricyclic antidepressant used in the treatment of depressive disorders. The drugs are useful in treatment of autonomous or endogenous depressions. Characteristics of these depressions are a lack of responsibilities to environmental events or interpersonal interactions, along with such symptoms as loss of appetite, anergia, anhedonia, decreased productivity, and disturbances of sleep, sexual drive, and motor activity. Amitriptyline is metabolized to Nortriptyline, which is also an active tricyclic antidepressant. Side effects are primarily anticholinergic, consisting of dry mouth, epigastric distress, constipation, palpitations, blurred vision, urinary retention, tachycardia, and hypotension. Toxicity can lead to arrhythmias, coma and death. | ​Amitriptyline : No age/sex specific ranges for this test Nortriptyline : No age/sex specific ranges for this test Amitriptyline + Nortriptyline : 120-250 mcg/L Detection limit : 5 mcg/L | Not Available | 3 - 5 days | Monday - Friday | A.M. | 3 mL
49 | AMIOD | Amiodarone | Red Top (No Additive, no SST tubes) preferred, Green Top (Lithium Heparin),Green Top (Sodium Heparin), Lavender Top (EDTA) | Quest Diagnostics |  | 82492 |  | Amiodarone | ​Sent to reference laboratory. 1 mL refrigerated serum/plasma. Centrifuge within 1 hour of collection. Immediately separate serum or plasma from the cells into clean, plastic, screw-cap vial. Do not use gel barrier tubes. (No SST tubes) 19902. | High Performance Liquid Chromatography | ​Amidarone is an anti-arrythmic drug. Therapeutic drug monitoring is useful to monitor compliance and avoid toxicity. | Amiodarone, Serum mcg/mL : 1.5-2.5 TOXIC: >2.5 Desethylamiodarone mcg/mL : 1.5-2.5 Toxic effects have been observed at levels as low as 2.0 mcg/mL | Not Available | 3 - 5 days | Monday - Friday | A.M. | 3 mL serum or plasma preferred. 1 mL serum or plasma (minimum volume)
47 | AASCSF | Amino Acid Scr CSF | Sterile, Leakproof, Screw Top Container | All Children's Hospital |  | 82128 |  | Amino Acid Screen CSF | ​Sent to reference laboratory. Provide patient age, sex, a brief clinical history, diagnosis, and the therapy over the last three days. | Amino Acid Analyzer | ​Amino acids serve many functions including as building blocks for proteins, neurotransmitters, precursors to hormones, and enzyme co-factors. More than 70 disorders of amino acid metabolism have been described. Theclinical manifestations of these disorders are diverse. | ​Normal Pattern | Not Available | 4 - 7 days | 3 days a week (M-W-F) | A.M. | 1 mL CSF
46 | AMAANA | Amino Acids Quantitative by LC-MS/MS, Plasma | Green (Sodium heparin), Green (lithium heparin) | Quest Diagnostics Nichols Institute |  | 82139 |  | Amino Acid Quantitative by LC-MS/MS, Plasma | Sent to reference laboratory. 2 mL of plasma preferred. Collect plasma specimens after an overnight fast (or at least 4 hours after a meal). Non-fasting samples are acceptable for pediatric patients. Separate plasma from cells ASAP after collection. Freeze plasma below -20°C. Patient age is required for correct reference range. Transport: Frozen preferred; Refrigerated acceptable; Room temperature: unacceptable. Stability: Refrigerated: 7 Days; Frozen: 30 Days. Hemolysis and thawed specimens rejected. | Liquid Chromatography Mass Spectrometry | ​Amino Acid analysis is necessary for the diagnosis of a variety of inborn errors of metabolism. These include, but are not limited to, phenylketonuria, tyrosinemia, citrullinemia, non-ketotic hyperglycemia, maple syrup urine disease, and homocystinuria. The assay is also key for the continued monitoring of treatment plans for these disorders and useful for assessing nutritional status of patients. Our methodology is highly accurate at very low levels as well as at eleveated levels. | ​See report | Not Available | 5 - 7 days | 6 days a week | AM | 0.25 mL plasma
45 | AMAAUR | Amino Acid Quant, Urine | Sterile, Leak proof, Screw Top Container (no preservative) | Quest Diagnostics Nichols Institute |  | 82139 |  | Amino Acid Quantitative Urine | ​Sent to reference laboratory. Do not use with preservatives. Urine with a pH less than 2.0 will be rejected. Patient age is required for correct interpretation. Provide patient age (required for correct reference range), sex, a brief clinical history, tentative diagnosis, and the therapy over the last three days (drugs, X-ray, infant formula, diet). Transport Frozen preferred; Refrigerated acceptable; Room temperature unacceptable. Stability: Refrigerated: 7 Days; Frozen: 30 Days. | Liquid Chromatography Mass Spectrometry | ​Amino Acid analysis is necessary for the diagnosis of a variety of inborn errors of metabolism. These include, but are not limited to, phenylketonuria, tyrosinemia, citrullinemia, non-ketotic hyperglycemia, maple syrup urine disease, and homocystinuria. The assay is also key for the continued monitoring of treatment plans for these disorders and useful for assessing nutritional status of patients. Quest’s methodology is highly accurate at very low levels as well as at elevated levels. | ​See Report. | Not available | 5 Days | Set up 3 days a week | AM | 0.5 mL Random Urine, no preservative
44 | AMINAA | Amino Acid Qnt, CSF | Sterile, Leakproof, Screw Top Container | Quest Diagnostics Nichols Institute |  | 82139 |  | Amino Acid Quantitative CSF | ​Sent to reference laboratory. Preferred 1 mL CSF. Transport Frozen preferred; Refrigerated is acceptable; Room temperature is unacceptable. Stability: Refrigerated: 7 Days; Frozen: 30 Days. | Chromatography Mass Spectrometry | ​Amino Acid analysis is necessary for the diagnosis of a variety of inborn errors of metabolism. These include, but are not limited to, phenylketonuria, tyrosinemia, citrullinemia, non-ketotic hyperglycemia, maple syrup urine disease, and homocystinuria. The assay is also key for the continued monitoring of treatment plans for these disorders and useful for assessing nutritional status of patients. Quest’s methodology is highly accurate at very low levels as well as at elevated levels. | ​See Report. | Not Available | 4 - 5 days | 5 days a week | AM | 0.25 mL CSF
43 | AMIKT | Amikacin Trough | Green Top (Lithium heparin), preferred Red Top (No additive) | Chemistry TGH Laboratory |  | 80150 |  | Amikacin Trough | ​Collect as a trough just prior to next dose. Add on specimens accepted within 24 hours. | Particle-enhanced turbimetric inhibition immunoassay (PETINA) | ​Amikacin is cleared by the kidneys and may cause nephrotoxicity and irreversible toxicity. Therapeutic drug monitoring is useful to optimize dose and avoid toxicity. | ​Therapeutic: 0-5 ug/mL | N/A | 1 hour | 7 days a week | 24 hrs | 1 mL, preferred. 0.2 mL, minimum volume
42 | AMIKP | Amikacin Peak | Green Top (Lithium heparin), preferred Red Top (No additive) | Chemistry TGH Laboratory |  | 80150 |  | Amikacin Peak | ​Collect at end of a 60 minute IV infusion, or 30 minutes after the end of 30 minute infusion, or 60 minutes after IM dose. Add on specimens accepted within 24 hours | Particle-enhanced turbimetric inhibition immunoassay (PETINA) | ​Amikacin is cleared by the kidneys and may cause nephrotoxicity and irreversible toxicity. Therapeutic drug monitoring is useful to optimize dose and avoid toxicity. | ​Therapeutic: 15-25 ug/mL | N/A | 1 hour | 7 days a week | 24 hrs | 1 mL, preferred. 0.2 mL, minimum volume
41 | AMIKR | Amikacin | Green Top (Lithium heparin) preferred Red Top (No additive) | Chemistry TGH Laboratory |  | 80150 |  | Amikacin Random | ​Collect trough just prior to next dose. Collect peak at end of 60 minute IV infusion or 30 minutes after end of 30 minute IV infusion or 60 minute IM dose. Add on specimens accepted within 5 days | Particle-enhanced turbimetric inhibition immunoassay (PETINA) | ​Amikacin is cleared by the kidneys and may cause nephrotoxicity and irreversible toxicity. Therapeutic drug monitoring is useful to optimize dose and avoid toxicity. | ​Peak: 15 – 25 ug/mL Trough: 0 – 5 ug/mL Random: 0-25 ug/mL | N/A | 1 hour | 7 days a week | 24 hrs | 1.0 mL, preferred. 0.2 mL, minimum volume.
40 | ALUM | Aluminum | Plasma collected in Dark Blue Top (EDTA) | Quest Diagnostics |  | 82108 | ​Aluminum, Plasma | Aluminum | ​Draw one DB (dark blue) Vacutainer of blood and discard. Draw second Vacutainer. Allow to clot in an upright position. Centrifuge and pour (do not pipette) the serum or plasma into a metal-free tube. | Atomic Absorption Spectrometry | ​Aluminum may be increased in patients on dialysis or on aluminum antacid medications and in patients with renal failure and Alzheimer's disease. Aluminum accumulates in bone and hair. | ​Plasma mcg/L 7 OR LESS DIALYSIS PATIENT: 30 OR LESS | Not Available | 3 - 5 days | Monday - Friday | P.M. | 2.0 mL plasma preferred. 0.7 mL plasma minimum volume.
39 | ALTP | Alternate Pathway | Red Top (No Additive) | National Jewish Center |  | 86162 | ​AH50 | Alternate Pathway | ​Sent to reference laboratory. Sample must be centrifuged, and serum separated and frozen within one hour of collection. 0.5 mL frozen serum (minimum volume)114152 | Hemolytic Assay | ​The alternative pathway of the complement system is an innate component of the immune system's natural defense against infections which can operate without antibody participation. | ​28 - 144 U/mL | Not Available | 4 weeks from setup | Varies. |  | 1 mL serum, preferred. 0.5 mL serum minimum volume
38 | ALGLCB | Alpha-Globin Common Mutation Analysis | Lavender top (EDTA) – preferred, Royal Blue top (EDTA), Green Top (Sodium or Lithium heparin), Yellow top (ACD-A or ACD-B) | Quest Diagnostics Nichols Inst San Juan Capistrano |  | 81257 | ​Alpha-Globin DNA Analysis, Hemoglobin Barts Hydrops Fetalis, Thalassemia, Alpha DNA Mutation, Alpha-Globin Gene Analysis, Alpha Thalassemia Gene Mutation Analysis, Alpha DNA Analysis, Hemoglobin H Disease, Alpha Thalassemia DNA Screen, Alpha Thalassemia Trait, Alpha Thalassemia DNA Analysis, Alpha-Globin Gene Mutation Analysis, Alpha-Globin DNA Mutation Analysis, Alpha-Thalassemia | Alpha-Globin Common Mutation Analysis | ​Sent to reference laboratory. 5 mL whole blood collected in a lavender top (EDTA). This germline genetic test required physician attestation tat patient consent has been received. Transport at room temperature. | Polymerase Chain Reaction (PCR) | ​Alpha Thalassemia is a common hereditary trait and disease among individuals of Asian heritage. Disease ranges in severity from mild abnormalities of erythrocytic indices to severe anemia. Genetic counseling may be advised for some patients. | ​See laboratory report. | Not Available | 8 days | Sunday | PM | 3 mL
37 | AFPTM | Alpha Feto Protein, Tumor Marker | Green Top (Li-Heparin), preferred Red Top (No Additive) | Chemistry TGH Laboratory |  | 82105 | ​AFP-Tumor Marker | Alpha-fetoprotein Tumor Marker | ​Add on specimens accepted within 5 days | Immunochemiluminometric Assay | ​This assay is intended for use in the assessment of risk for the development of hepatocellular carcinoma (HCC) in patients with chronic liver disease. Serum levels of AFP, regardless of levels, should not be interpreted as absolute evidence of the presence or absence of disease. AFP is not intended for use as a cancer-screening test. | ​<9.00 ng/mL | Not Available | 4 hrs | 7 days a week | 24 hrs | 1mL (2 microtainers)
36 | AFPAM | Alpha Feto Protein, Amniotic Fluid | Sterile, Leakproof, Screw Top Container | Genzyme Genetics |  | 82106 | ​Amniotic Fluid AFP | Alphafetoprotein Amniotic Fluid | Sent to reference laboratory. Floor / client must fill out GENZYME form with the following information - Specimen draw date, Patient name, DOB, Ethnicity / Race, Weight, Number of fetuses in this pregnancy, Gestational age of pregnancy, preferably by ultrasound, complete patient history. |  | ​Testing of alpha feto protein in amniotic fluid is useful for the detection of neural tube defects. | ​See Report. | Not Available | 4 - 7 days | 5 days a week (M-F). Not performed on holidays | A.M. | 2 mL
35 | AFPMS | Alpha Feto Protein, Maternal Serum | Red Top (No Additive) | Genzyme Genetics |  | 82106 | ​AFP Maternal Screen | Alphafetoprotein Maternal AFP | Sent to reference laboratory. Floor / client must fill out GENZYME form with the following information - Specimen draw date, Patient name, DOB, Ethnicity / Race, Weight, Number of fetuses in this pregnancy, Gestational age of pregnancy, preferably by ultrasound. Complete patient history. |  | ​Testing of alpha feto protein is useful for the detection of neural tubes defects. | ​See Report. | Not Available | 4 - 7 days | 5 days a week (M-F). Not performed on holidays | A.M. | 5 mL
34 | A1ATPH | Alpha-1-Antitrypsin Phenotype | EDTA (lavender top) whole blood | Quest Diagnostics | Blood | 83891, 83892 (x2) | ​​Alpha-1 Antitrypsin (AAT) Mutation Analysis | Alpha 1 Antitrypsin Phenotype | ​Sent to reference laboratory. Specimen type is whole blood. Normal phlebotomy procedure. Specimen stability is crucial. Store and ship refrigerated immediately. Do not freeze. | Polymerase Chain Reaction, Restriction Digestion | ​Individuals who carry two copies (homozygous) for the Z allele are at a higher risk to develop liver disease and emphysema. | ​A-1 Antitrypsin Mutation Alpha-1-antitrypsin deficiency is a relatively common autosomal recessive condition. The two most common deficiency alleles in the alpha-1-antitrypsin gene (protease inhibitor locus, PI) are designated PI*Z and PI*S, and the normal allele is designated PI*M. The PI*Z/PI*Z, PI*S/PI*Z, and PI*S/PI*S genotypes associated with decreased serum PI levels that are equivalent to approximately 10-20%, 35-40%, and 50-60% of normal, respectively. The PI*Z/PI*Z and PI*S/PI*Z genotypes are reported to be associated with an increased risk of liver disease in childhood, and chronic obstructive pulmonary disease (COPD) and emphysema in adult life. The PI*M/PI*Z, and PI*M/PI*S genotypes are also associated with decreased serum PI levels but these levels, and the PI levels associated with the PI*S/PI*S genotype, are apparently adequate to protect the lungs in the vast majority of individuals. Individuals with the PI*M/PI*Z genotype may have decreased pulmonary function, and may be at increased risk for COPD, especially if they smoke. It should be noted that serum alpha-1-antitrypsin levels can be induced by a wide variety of conditions that include pregnancy, infection, numerous inflammatory conditions, cancer, and liver disease. Levels of alpha-1-antitrypsin may be reduced by other conditions. Therefore, immunological and functional determinations of serum alpha-1-antitrypsin levels may not correlate with the individual's PI genotype. The PI*Z, PI*S, and PI*M alleles are detected by multiplex polymerase chain reaction (PCR) amplification of specific regions of the PI gene, followed by restriction enzyme digestion and capillary electrophoresis. This assay does not test for the presence of other mutations within the alpha-1-antitrypsin gene or non-genetic causes of alpha-1-antitrypsin deficiency. Since genetic variation and other factors can affect the accuracy of direct mutation testing, these results should be interpreted in light of clinical and familial data.​ | Not Available | 7-10 days | Monday, Wednesday, Friday | Nights | 2mL (whole blood)
33 | A1AT | Alpha-1-Antitrypsin, Quantitative | Red Top (No Additive) | Quest Diagnostics |  | 82103 |  | Alpha 1 Antitrypsin, Quantitative | Sent to reference laboratory. 1mL refrigerated serum. (Overnight fasting is preferred.) 4482 | Fixed Rate Time Nepholometry | ​Congenital deficiency of Alpha-1-Antitrypsin (AAT) is associated with early lung disease (emphysema, chronic bronchitis, and chronic obstructive lung disease) and neonatal hepatitis and infantile cirrhosis. If a deficiency is present, AAT phenotyping is suggested to confirm heterozygous versus homozygous deficiencies. | ​ADULTS: 83-199 mg/dL | Not Available | 3 - 5 days | Monday - Saturday | P.M. | 0.5 mL serum (1mL serum preferred)
32 | AATMAB | Alpha-1-Antitrypsin (AAT) Mutation Analysis [15340X] | Lavender top (EDTA) - preferred, Royal Blue top (EDTA), Green top (sodium or lithium heparin), Yellow top (ACD Solution A or B) | Quest Diagnostics Nichols Inst San Juan Capistrano |  | 81332 | ​Mutation, Alpha-1 Antitrypsin, AAT Mutation, Alpha-1 Protease Inhibitor (PI)Mutation, AAT Deficiency, Alpha-1 Antitrypsin Genotype, AAT Genotype | Alpha-1-Antitrypsin Mutation Analysis | ​Sent to reference laboratory. 5 mL whole blood collected in EDTA (Lavender top) preferred. Do not transfer into other containers. Specimen stability is crucial. Store and ship ambient immediately. Do not freeze WB specimens. This germline genetic test requires physician attestation that patient consent has been received. Transport at room temperature. | Fluorescent Restriction Fragment Length Polymorphism | Individuals who carry two copies (homozygous) for the Z allele are at a higher risk to develop liver disease and emphysema. Rare alleles (other than S and Z types) are not tested for by this assay. | ​Accompanies Report | Not Available | 6 days | Monday, Wednesday and Friday | PM | 2 mL
31 | ALKPHF | Alkaline Phosphatase Fractionation | Green (Li Heparin)-Preferred, Red Top (No Additive), Gold Top (SST) | Chemistry TGH Laboratory |  | 84078 | ​Heat Fractionated Alkaline Phos | Alkaline Phos Fractionation |  | Kinetic rate | ​The majority of alkaline phosphatase activity is derived from the liver and bone. When the total alkaline phosphatase activity is increased this test determine whether is from the bone or liver. |  | 2 hrs. | 4 hrs | 7 days a week | 24 hrs. | 3 mL
30 | ALKP | Alkaline Phosphotase | Green (Li Heparin)-Preferred, Red (No Additive), Gold (SST) | Chemistry TGH Laboratory |  | 84075 |  | Alkaline Phosphtase | Add on specimens accepted within 48 hours. | Kinetic rate | ​The majority of alkaline phosphatase activity is derived from the liver and bone. Concentrations are increased in patients with biliary obstructive disorders, tumors involving the liver and bone, and numerous other conditions. | ​40 - 150 U/L | 1 hr. | 4 hrs | 7 days a week | 24 hours | 0.5 mL (1 microtainer)
29 | ALDUR | Aldosterone, Urine | 24 hr Urine Container, refrigerate during and after collection | Quest Diagnostics |  | 82088 | Aldosterone, 24-Hour Urine |  | 0.8 mL refrigerated urine (minimum Volume). Transport refrigerated. Instructions: Collect urine with 10 grams of Boric Acid to maintain pH below 7.5. Record 24-hour urine volume on test request form and urine vial. Refrigerate during and after collection. Sample without preservative is acceptable if kept refrigerated during collection. It is acceptable to add preservative after collection if urine was refrigerated during collection. 13856 | Extraction, Radioimmunoassay | Aldosterone is a hormone produced by the adrenal glands. Patients with primary hyperaldosteronism exhibit hypokalemia, hypertension, and low direct renin concentrations. | See report | Not Available | 7 days | Tuesday, Thursday, Sunday | nights | 0.8 mL aliquot from a 24 hour collection, minimum 5.0 mL aliquot from 24 hour collection preferred
28 | ALDOS | Aldosterone | Preferred specimen Red Top (No Additive, no gel) Alternate specimen(s): plasma collected in: EDTA (Royal Blue Top), Sodium Heparin (Green), lithium heparin (Green), EDTA (Lavender) | Quest Diagnostics |  | 82088 | Aldosterone, LC/MS/MS |  | Sent to reference laboratory. 1.0 mL serum/plasma. Minimum 0.25 mL serum or plasma. SST tubes are unacceptable. Draw blood in a no-additive (red-top) tube. Separate serum after clotting. Ship serum refrigerated. Do not submit glass tubes. Draw upright samples at least 1/2 hour after patient sits up. (53532) | Liquid Chromatography Tandem Mass Spectrometry | Approximately 1-2% of individuals with primary hypertension have primary hyperaldosteronism characterized by hypokalemia (low potassium) and low direct renin. Because serum aldosterone concentrations vary due to dietary sodium intake and body position, some physicians prefer measurement of 24-hour urine concentrations for aldosterone. |  | Not Available | 3 - 5 days | Monday, Wednesday, Friday | P.M. | 2 ml
27 | ALDO | Aldolase | Red Top (No Additive) | Quest Diagnostics |  | 82085 |  |  | Sent to reference laboratory. 1.0 ml FROZEN serum. Hemolyzed specimens are not acceptable. 0212 | Enzymatic | Although not specific for skeletal muscle, aldolase is useful in the diagnosis and monitoring of many skeletal muscle disorders. Concentrations may be increased more than ten-fold in the early stages of progressive muscular dystrophies | Adult Reference Ranges: ≤ 8.1 U/L Pediatric Reference Ranges: <24 months: 3.4-11.8 U/L 2-17 years: 3.4-8.6 U/L | Not Available | 3 - 5 days | Monday - Friday | A.M. | 2 mL (4 microtainers)
26 | ALC | Alcohol | Red Top (No Additive), Green Top (Lithium Heparin) | Chemistry TGH Laboratory |  | 82055 | ETOH, Ethanol |  |  | Enzymatic rate | Quantitation of alcohol for the medical screening of patients. This test is used to diagnosis alcohol intoxication and determine appropriate therapy. | Negative | 1 hour | 4 hrs | 7 days | 24 hrs | 0.5 mL (1 microtainer)
25 | FALB | Albumin, Fluid | Sterile, Leakproof, Screw Top Container | Chemistry TGH Laboratory |  | 82042 |  |  |  | colorimetry/BCP | Because of the wide range of albumin levels seen in serous body fluids, results are best evaluated by using the serum-effusion albumin gradient (serum albumin result minus the serous body fluid albumin result) to differentiate whether the fluid is a transudate or an exudate. | No Reference Range | 1 hr. | 4 hrs | 7 days | 24 hrs | 0.5 mL
24 | CFALB | Albumin, CSF | Sterile, Leakproof, Screw Top Container | Chemistry TGH Laboratory |  | 82042 |  |  |  | Immuno-precipitation | Albumin, CSF is useful in evaluating the integrity of the blood brain barrier. Concentrations may be increased in patients with central nervous system (CNS) inflammation, trauma, or autoimmune disease. | 13.9 - 24.6 mg/dL | 1 hr. | 4 hrs | 7 days | 24 hrs | 0.5 mL CSF
23 | ALB | Albumin | Green (Li Heparin)-Preferred, Red Top (No Additive), Gold Top (SST) | Chemistry TGH Laboratory |  | 82040 |  |  | Add on specimens accepted within 48 hours. | rate nephelometry | Serum albumin measurements are used in monitoring and treatment of numerous diseases involving primarily the liver and kidney. Its main value lies in the follow up therapy where improvement in the serum level is the best sign of successful medical treatment. | 3.5 – 5.0 gm/dL | 1 hour | 4 hrs | 7 days | 24 hrs | 0.5 mL (1 microtainer)
22 | GPT | Alanine Aminotransferase (ALT) | Green (Li Heparin)-Preferred, Red Top (No Additive), Gold Top (SST) | Chemistry TGH Laboratory |  | 84460 | ALT, GPT, SGPT |  | Add on specimens accepted within 5 days | Kinetic rate | ALT is an enzyme found in liver tissue and, to a lesser extent, in heart, kidney, and skeletal muscle. Its measurement is clinically useful in the diagnosis of liver disease including hepatitis and biliary disease. | 5 - 55 U/L | 1 hr. | 4 hrs | 7 days a week | 24 hrs. | 0.5 mL (1 microtainer)
21 | AFP4 | AFP Plus 4 | Red Top (No Additive) | Genzyme Genetics |  | 82105, 84702 | AFP4 (Quad Screen)-Maternal |  | Sent to reference laboratory. Floor/ client must fill out GENZYME form with the following information - Specimen draw date, Patient name, DOB, Ethnicity / Race, Weight, Number of fetuses in this pregnancy, Gestational age of pregnancy, preferably by ultrasound. Complete patient history. |  | The maternal serum biochemical quad screen is used for prenatal screening of Down syndrome (DS) (Trisomy 21), Edward's syndrome (Trisomy 18), and open neural tube defects (ONTD) and ventral abdominal wall defects. This profile includes alpha-fetoprotein (AFP), unconjugated estriol (uE3), human chorionic gonadotropin (hCG) and Inhibin. | See Report | Not Available | 4 - 7 days | 5 days a week (M-F). Not performed on holidays | A.M. | 5 mL
20 | KINS | AFB Smear, Direct from Specimen | Sterile, Leak proof, Screw Top Container | Microbiology TGH Laboratory |  | 87206 | Kinyoun Smear AFB |  | Kinyoun stain for AFB done directly from the specimen. Recommend routine AFB smear and culture as follow up for increased sensitivity. Air dry. DO NOT use fixative. | Direct Stain Microscopy | Certain circumstances warrant using the less sensitive, direct Kinyoun AFB stain. Patients in the ER with suspected TB may need a STAT direct smear performed to place the person in isolation and protect hospital personnel. A direct stain detects only 50% of positive AFB cultures. | No AFB seen | 2 hrs. | 24 hrs. | 7 days a week | 24 hrs. a day | Urine: 10 mL Pulmonary or gastric: 3 mL
19 | AFBB | AFB Blood Culture | Blood- Bactec Myco/F Lytic aerobic blood bottle | Quest Diagnostics |  | 87116 | Mycobacteria or MAI Blood Culture |  | This culture is not a routine bacterial culture and sensitivity. This is for acid fast bacteria or Mycobacteria sp. such as M. tuberculosis or M. avium (MAI). Available in lab only. Request for containers in Microbiology x65720. | Continuously Monitoring Blood Culture System | There are more than 70 species of Mycobacteria of which the primary pathogen is M. tuberculosis. Tuberculosis is a chronic, granulomatous disease caused by M. tuberculosis. Identification, and, if appropriate, antibiotic sensitivity, is required to initiate necessary therapy | See Laboratory Report | Collection only | 49 days | 7 days a week | p.m., nights | 1.0mL whole blood or bone marrow (5mL preferred)
18 | AFBSO | AFB Smear Ortho | Sterile, Leak proof, Screw Top Container | Microbiology TGH Laboratory |  | 87206 | Mycobacterium Smear, Bone |  | ORTHO PROTOCOL: Specimen must be collected in surgery. Five Bone chips are submitted for routine culture, AFB culture and smear, and Gram Stain. Histology specimen requires formalin. Anaerobic culture must be submitted in an anaerobe port-a-cult tube. | Microscopic Exam | There are more than 70 species of Mycobacteria of which the primary pathogen is M. tuberculosis. Tuberculosis is a chronic, granulomatous disease caused by M. tuberculosis. Identification, and, if appropriate, antibiotic sensitivity, is required to initiate necessary therapy. | No acid fast bacilli seen | Not Available | 24 hrs. | 7 days a week | P.M. | 1 bone chip
17 | AFBS | AFB Smear | Sterile, Leak proof, Screw Top Container or Culturette | Microbiology TGH Laboratory |  | 87206 | Mycobacterium Smear, MAI Smear |  | Cut off time for specimen receipt is 1300 in the microbiology department. Specimens received after 1300 will be run the next day at 1300. This is a routine concentrated smear. For STAT AFB smears, see "AFB Smear, STAT". | Microscopic Exam | There are more than 70 species of Mycobacteria of which the primary pathogen is M. tuberculosis. Tuberculosis is a chronic, granulomatous disease caused by M. tuberculosis. Identification, and, if appropriate, antibiotic sensitivity, is required to initiate necessary therapy. | No acid fast bacilli seen | Not Available | 24 hrs. | 7 days a week | P.M. | See Special Instructions for AFB culture
16 | AFBCO | AFB Culture Ortho | Sterile, Leak proof, Screw Top Container | Microbiology TGH Laboratory |  | 87116 87015 | Mycobacterium Culture, Bone | Acid Fast Bacilli Culture Bone | ORTHO PROTOCOL: Specimen must be collected in surgery. Five Bone chips are submitted for routine culture, AFB culture and smear, and Gram Stain. Histology specimen requires formalin. Anaerobic culture must be submitted in an anaerobe port-a-cult tube. | Conventional Culture | There are more than 70 species of Mycobacteria of which the primary pathogen is M. tuberculosis. Tuberculosis is a chronic, granulomatous disease caused by M. tuberculosis. Identification, and, if appropriate, antibiotic sensitivity, is required to initiate necessary therapy | No acid fast bacilli isolated | Not Available | 8 weeks | 7 days a week | P.M. | 1 bone chip
15 | AFBC | AFB Culture | Sterile, Leak proof, Screw Top Container or Culturette | Microbiology TGH Laboratory |  | 87116 87015 | Mycobacterium Culture, MAI Culture | Acid Fast Bacilli Culture | Urine, sputum, bronchial wash/brushings, gastric lavage, stool, body fluids, abscess wounds, lymph node, wound, skin lesion, tissue. For bone see 'Acid Fast Bacilli Culture Bone' Gastric: 3 mL; Respiratory samples: 5 mL; Body fluids: 1mL; CSF: 1mL; Urine: Submit entire first morning urine (minimum 10mL). Tissue and biopsy material: Submit with small amount of saline. No fixative or preservative. Requested volume is as much as possible. Swabs with transport media acceptable, but not optimal. | Conventional Culture | There are more than 70 species of Mycobacteria of which the primary pathogen is M. tuberculosis. Tuberculosis is a chronic, granulomatous disease caused by M. tuberculosis. Identification, and, if appropriate, antibiotic sensitivity, is required to initiate necessary therapy. | No acid fast bacilli isolated | Not Available | 8 weeks | 7 days a week | P.M. | See special Instructions
14 | ACTHMO | Adrenocorticotropic Hormone (ACTH) | Lavender Top (K2 EDTA) | Quest Diagnostics |  | 82024 | ACTH | Adrenocorticotropic Hrm (ACTH) | Sent to reference laboratory. 0.5 mL frozen EDTA plasma Draw specimens between 7AM and 10AM. If drawn during any other time, the reference ranges do not apply. Transfer the plasma to a plastic transport tube and ship frozen. Do not thaw. * * * SEND TO LAB STAT * * * | Immunoassay | Determination of ACTH is useful in differentiating between primary and secondary adrenocortical hypo- and hyperfunctional disorders: Addison's disease, Cushing's syndrome, adrenal carcinoma, ectopic ACTH syndrome, and nodular hyperplasia. | < 3 years: Reference range not established 3-17 years: 9-57 pg/mL ≥ 18 years: Males: 7-50 pg/mL Females: 5-27 pg/mL | Not Available | 2 days | Monday - Friday | A.M. | 2 mL (4 microtainers)
13 | ADVPCR | Adenovirus PCR | Lavendar Top or Sterile, Leakproof, Screw Top Container | Esoteric TGH Laboratory |  | 87798 |  | Adenovirus PCR | Respiratory samples: Sputum; Bronchial lavage/wash; Nasopharyngeal lavage/wash; Tracheal lavage/wash; Nasal/nasopharyngeal swab; Throat swab; or Eye swab or Random urine or First void clean catch urine. | Real Time PCR | This test is used to determine the presence of Adenovirus in a patient's specimen. Organisms may be detected by PCR prior to diagnosis by immunological methods. PCR provides more rapid results than other methods, including culture. | Adenovirus DNA Not Detected | Not Available | 48 hrs | 3 days a week | A.M. | 1mL
12 | ADAMTS | ADAMTS13 Activity with Reflex to Inhibitor | 3.2% sodium citrate (light blue top) tube | Quest Diagnostics |  | 85397 | vWF Cleaving Protease (vWF-CP), vWF Protease Activity (ADAMTS-13), vWF Cleaving Protease (vWF-CP)(ADAMTS-13), von Willebrand Factor Protease Activity (ADAMTS-13) | ADAMTS13 Activity with Reflex to Inhibitor | Sent to reference laboratory. Platelet poor plasma: Centrifuge light blue top tube 15 minutes at approximately 1500 g within 60 minutes of collection. Using a plastic pipette, remove plasma, taking care to avoid the WBC/platelet buffy layer and place into a plastic vial. Centrifuge a second time and transfer platelet-poor plasma into a new plastic vial. Plasma must be free of platelets (<10,000/mcl). Freeze immediately 1.0 ml preferred minimum 0.5ml and ship on dry ice. | Immunoassay (IA) | ADAMTS-13 is a zinc metalloprotease that cleaves ultra large vWF multimers. Studies have shown that low levels of ADAMTS-13 activity are associated with thrombotic thrombocytopenic purpura (TTP), a life-threatening hematological condition characterized by a low platelet count, microvascular thrombi, red cell fragmentation, and renal complications. Congenital TTP is a rare inherited disease caused by mutations within the ADAMTS-13 gene, which result in the production of non-functional protein. The acquired form of TTP is an autoimmune-like disorder caused by the development of autoantibodies to ADAMTS-13 that inhibits enzyme activity. | ADAMTS13 Activity 68-163% Activity ADAMTS13 Inhibitor <0.4 BEU | Not Available |  | Tuesday, Thursday |  | Fill tube to line
11 | ACCARN | Acylcarnitine | Green Top (Sodium Heparin) preferred, Red Top (No Additive) | Quest Diagnostics |  | 82017 |  | Acylcarnitine | Sent to reference laboratory. Call lab for tube. 0.2 mL frozen plasma/serum. Instructions: Instruction: Patient should be in a well-fed state. Collect blood sample in sodium heparin (green- top) tube. Separate plasma by centrifugation as soon as possible. Avoid hemolysis. Remove plasma and place in plastic tube. Freeze immediately after separation. 14531 | Liquid Chromatography Tandem Mass Spectrometry | Acylcarnitines are important intermediates in fatty acid oxidation. Elevations in specific acylcarnitines can be diagnostic for several fatty acid oxidation disorders and organic acidurias.Elevation of one or more acylcarnitines is diagnostic for an organic aciduria or a fatty disorder. A low Carnitine level m ay mask a disease state. | Accompanies Report | Not Available | 6 days | Tuesday, Thursday, Saturday | A.M | 1mL (2 microtainers)
9 | PTT | Activated Partial Thromboplastin Time (APTT) | Light Blue Top (3.2% Sodium Citrate) | Hematology TGH Laboratory |  | 85730 | PTT; APTT | Partial Thromboplastin Time (PTT) | Plasma stored in an unopened sodium citrate collection tube at room temperature, (20-25°C) must be tested within 4 hours of collection or plasma separated and frozen. Frozen plasma can be stored for 2 weeks at -20° C or -70° C for 12 months. Please note: Whenever possible frozen specimens should be submitted from offsite locations. Whole blood specimens from offsite locations must be transported and ordered as STAT. If specimen cannot be analyzed within an acceptable time frame testing will be cancelled. To centrifuge and freeze plasma:  Verify the specimen is not clotted using applicator sticks  Verify the specimen tube is properly filled  Centrifuge specimen at 5000 RPM for 10 minutes as soon as possible after collection (up to 4 hours).  Label a polypropylene test tube with label that includes a minimum of two unique patient identifiers (such as name and date of birth).  Using a disposable transfer pipette, transfer the plasma (leave about 0.5ml do not disturb the buffy coat) to a labeled test tube.  If available perform platelet count on the plasma to verify platelet count is <10 K/uL  If platelet count is 10K/uL repeat centrifugation process  If multiple specimens collection tubes, do not pool plasma from collection tubes together.  Freeze plasma and transport to the laboratory for testing on dry ice.  Specimen must remain frozen until testing is performed. Criteria for rejecting specimens for testing include: Tubes not properly labeled, filled (+/- 10% of required fill volume), clotted specimens, plasma that is moderately to grossly hemolyzed, plasma that has not been properly stored or tested within defined timeframe, frozen specimen plasma platelet count >10 K/uL or Fibrinogen <35 mg/dL and not clinically indicated | Clot Detection | APTT measures part of the coagulation cascade. Prolonged APTT may be caused by heparin and other anticoagulants, factor deficiencies, or inhibitors such as lupus anticoagulants. | 25.1 – 36.5 seconds | 1 hr. | 4 hrs | 7 days a week | 24 hrs. a day | One 2.7 mL or 1.8 mL 3.2% sodium citrate collection tube filled to the minimum line OR 1 mL of frozen plasma
8 | ASMAB | Actin Antibody IGG | Red Top (No Additive) | Quest Diagnostics |  | 83516 | Actin (Smooth Muscle) Antibody | Smooth Muscle Antibody | Sent to reference laboratory. 0.5 ml refrigerated serum preferred, 0.25 mL serum, minimum volume 15043 | Enzyme Linked Immunosorbent Immunoassay | Anti-smooth muscle antibodies (Anti-SMA) were previously tested for by indirect Immunofluorescence (IF) using rat stomach as antigen. The smooth muscle in these sections contains numerous proteins, including: microfilaments (which contain F-actin), intermediate filaments, and microtubules. Of these proteins, F-actin has the closest association with autoimmune hepatitis type 1 (AIH 1). To enhance our testing specificity for AIH type 1, Immunofluorescence has been replaced by an ELISA based assay to purified F-actin. IgG antibodies to F-actin are present in approximately 75% of patients with AIH type 1, approximately 65% of patients with autoimmune cholangitis, approximately 30% of patients with primary biliary cirrhosis (PBS), and approximately 2% of healthy controls. High values are closely correlated with AIH type 1. | Actin Antibody (IgG) U <20 NEGATIVE 20-30 WEAK POSITIVE >30 HIGH POSITIVE | Not Available | 3 - 5 days | Monday - Friday | A.M. | 0.25 mL serum
7 | ACRS | Acridine Orange Smear | Sterile, Leak proof, Screw Top Container or Culturette | Microbiology TGH Laboratory |  | 87206 | AO stain | Acridine Orange Smear |  | Microscopic Exam | Acridine Orange is a highly sensitive RNA stain for detecting low numbers of microorganisms in clinical specimens. | No organisms seen. | 1 hr | 8 hrs | 7 days a week | 24 hrs. a day | 1 mL
6 | ACREAB | Acetylcholine Receptor Antibody | Red Top (No Additive) | Quest Diagnostics |  | 83519 | Acetylcholine Receptor Binding Antibody | Acetylcholine Receptor Ab | Sent to reference laboratory. 0.2 mL refrigerated serum. Contaminated specimens, Icteric specimens, Radioactive compounds from in vivo testing rejected. | Radioimmunoassay | Myasthenia gravis (MG) is a neuromuscular disorder characterized by muscle weakness, most commonly due to autoantibody-mediated loss of functional acetylcholine receptors (AChR) in the neuromuscular junction. This assay aids in the differential diagnosis of MG-like muscle weakness, in differentiating between generalized MG and ocular MG, and in monitoring therapeutic response. If binding antibodies are negative, blocking and modulating antibodies should be considered. | Negative: < or =0.30 nmol/L Equivocal: 0.31-0.49 nmol/L Positive: > or =0.50 nmol/L | Not Available | 3 - 5 days | Monday - Friday | A.M. | 1 mL ( 2 microtainers)
5 | ACET | Acetaminophen (Tylenol) | Green (Li Heparin)-Preferred, Red Top (No Additive), Gold Top (SST) | Chemistry TGH Laboratory |  | 82003 | Tylenol | Acetaminophen (Tylenol) | Add on tests available up to 48 hours | Immunoturbidimetric | ​Acetaminophen is the most commonly used medication in the United States. Acetaminophen is an analgesic-antipyretic drug, that when used in great excess can cause liver toxicity. | 10-20 ug/L | 1 hr. | 4 hrs | 7 days a week | 24 hr | 0.5 mL ( 1 microtainer)
4 | CSFANG | ACE (CSF) Angiotensin Converting Enzyme | Sterile, Leak proof, Screw Top Container | Quest Diagnostics | Cerebral Spinal Fluid | 82164 | Angiotensin Converting Enzyme (ACE), CSF | Angiotensin Converting Enzyme CSF | Sent to reference laboratory. 0.2 mL frozen CSF. 34692 | Kinetic | ACE, CSF is useful in diagnosing patients with sarcoidosis involving the central nervous system (CNS) and meninges. | ACE, CSF U/L OR = 15 | Not Available | 3 - 5 days | Monday - Sunday | all shifts | 0.2 ml CSF
3 | ACAC | Acanthamoeba Culture | See Special instructions | Microbiology TGH Laboratory |  | 87081 |  | Acanthamoeba Culture | Obtain TSA agar plate from Microbiology dept, phone ex. 65720 prior to collection. Inoculate directly onto the TSA agar plate. Transport STAT directly to Microbiology. (DO NOT use the pneumatic tube system). | Conventional Culture | Acanthamoeba are microscopic amoeba commonly found in the environment that can cause eye lesions and/or a systemic (whole body) infection. The most common infections result from contact lens cases becoming contaminated after improper cleaning and handling. | Negative | Not Available | 10 - 14 days | Inoculated 7 days a week | A.M. | See Special instructions
2 | UABORH | ABO and Rh Typing | Lavender Top (K2EDTA) | Florida Blood Services |  | 86900 | Blood Typing,ABORH | Blood Type ABO & RH | Sent to reference laboratory. |  | ​Blood type tests are done before a person gets a blood transfusion and to check a pregnant woman's blood type. | Accompanies report | 1 hr. | 5 hrs. | 7 days a week | 24 hrs. a day | 3 mL
1 | VITDT | 25-OH Vitamin D Total | Green (Li Heparin)-Preferred , Red top(No Additive), Gold Top(SST) | Chemistry TGH Laboratory |  |  | Vitamin D |  | None | Chemiluminescent Microparticle Immunoassay (CMIA) | ​The 25-OH Vitamin D assay is to be used as an aid in the assessment of vitamin D sufficiency | 13.0 - 47.8 ng/ml | Not Available | 4 hours | 7 days a week | 24 hrs. a day | 1 mL ( 2 microtainers)
868 | B19QNT | Parvovirus B19 DNA, Quantitative Real-Time PCR | EDTA (Lavendar top) Preferred; ACD (yellow top); sterile leak-proof container for fluids; Red top | Quest Diagnostics Nichols Institute, Chanilly Virginia | Blood (plasma - preferred, whole blood, serum), Bone marrow, amniotic fluid or amniotic fluid supernatant | 87799 | ​​ | Parvovirus B19 DNA, Quantitative Real-Time PCR (LAB 3354) | ​Whole blood or bone marrow - ship refrigerated (cold packs). All other specimens- ship frozen | Real-Time Polymerase Chain Reaction (PCR) | Parvovirus B19 infection has a wide variety of disease manifestations, including Fifth disease, transient aplastic crisis, persistent anemia and congential hydrops fetalis. Quantification of parvovirus B19 genomic DNA is based upon Real-Time PCR amplification and detection. The quantitative range of this assay is 100-100,000,000 copies/mL.​ | <100 copies/mL​ | Not available. | 1 day | Daily |  | 0.3 mL; 1 mL preferred
870 | FLIX | Infliximab Level/Ab, IBD | Red Top ONLY | Quest Diagnostics, San Juan Capistrano, CA | Blood, serum | 83520, 80230 | Remicide antibody | Infliximab Drug Level & Anti Drug Antibody for IBD, Serum​​​ |  | Enzyme Linked Immunosorbent Assay (ELISA) | ​The American Gastroenterological Association recommends optimal infliximab trough concentration of 5 mcg/mL or greater in patients with active IBD. Data from separate clinical studies suggest an optimal infliximab trough concentration of greater than 3.8 or 6-10 mcg/mL. Sub- therapeutic infliximab levels may be due to a patient not yet achieving a steady state trough level early in therapy, inadequate dosing, a dosing interval that is too long, or accelerated infliximab clearance. Accelerated infliximab clearance may be explained by the presence of infliximab anti-drug antibody or rheumatoid factor in the patient's serum, or may be caused by other diseases that indirectly lead to immunoglobulin loss (i.e. kidney disease, protein-losing gastroenteropathy). If infliximab level is sub-therapeutic but total infliximab anti-drug antibody is not detected: Patients with a sub-therapeutic infliximab trough level, but no anti-drug antibody, may benefit from an increased infliximab dose. If infliximab level is sub-therapeutic and total infliximab anti-drug antibody is detected: Detectable serum infliximab anti-drug antibody may cause accelerated infliximab clearance leading to reduced trough levels and a compromised clinical response. Such patients are more likely to benefit from a switch in biologic therapy than from an increase in infliximab dose. If infliximab level is therapeutic and total infliximab anti-drug antibody is not detected: In patients who do not respond or who lose their clinical response, mucosal inflammation is likely to be driven by a process that is not TNF alpha dependent. A switch to a different class of therapy should be considered. If infliximab level is therapeutic and total infliximab anti-drug antibody is detected: If the patient is responding clinically, the detected anti-drug antibody may not be clinically significant because the detected anti-drug antibody may not be functional or the level is inadequate to accelerate infliximab clearance. Anti-drug antibody may disappear over time or increase, and, if increased, may cause sub-therapeutic infliximab levels and a loss of response in the future. Patients with a loss of infliximab response despite therapeutic trough levels may benefit from a switch to a different class of therapy.​ | ​See laboratory report | Not available | 3-5 Days | Tuesday, Thursday, Saturday |  | 1.0 mL serum
869 | FLIX | Infliximab Level/Ab, IBD | Red Top ONLY | Quest Diagnostics, San Juan Capistrano, CA | Blood, Serum | 83520, 80230 | Remicade antibody​​ | Inhibin A, Serum (LAB 4492) |  | Enzyme Linked Immunosorbent Assay (ELISA) | The American Gastroenterological Association recommends optimal infliximab trough concentration of 5 mcg/mL or greater in patients with active IBD. Data from separate clinical studies suggest an optimal infliximab trough concentration of greater than 3.8 or 6-10 mcg/mL. Sub- therapeutic infliximab levels may be due to a patient not yet achieving a steady state trough level early in therapy, inadequate dosing, a dosing interval that is too long, or accelerated infliximab clearance. Accelerated infliximab clearance may be explained by the presence of infliximab anti-drug antibody or rheumatoid factor in the patient's serum, or may be caused by other diseases that indirectly lead to immunoglobulin loss (i.e. kidney disease, protein-losing gastroenteropathy). If infliximab level is sub-therapeutic but total infliximab anti-drug antibody is not detected: Patients with a sub-therapeutic infliximab trough level, but no anti-drug antibody, may benefit from an increased infliximab dose. If infliximab level is sub-therapeutic and total infliximab anti-drug antibody is detected: Detectable serum infliximab anti-drug antibody may cause accelerated infliximab clearance leading to reduced trough levels and a compromised clinical response. Such patients are more likely to benefit from a switch in biologic therapy than from an increase in infliximab dose. If infliximab level is therapeutic and total infliximab anti-drug antibody is not detected: In patients who do not respond or who lose their clinical response, mucosal inflammation is likely to be driven by a process that is not TNF alpha dependent. A switch to a different class of therapy should be considered. If infliximab level is therapeutic and total infliximab anti-drug antibody is detected: If the patient is responding clinically, the detected anti-drug antibody may not be clinically significant because the detected anti-drug antibody may not be functional or the level is inadequate to accelerate infliximab clearance. Anti-drug antibody may disappear over time or increase, and, if increased, may cause sub-therapeutic infliximab levels and a loss of response in the future. Patients with a loss of infliximab response despite therapeutic trough levels may benefit from a switch to a different class of therapy.​ | ​See laboratory report | Not available | 3-5 days | Tuesday, Thursday, Saturday |  | 1.0 mL serum
871 | HAV | Hepatitis A Antibody, Total | Red top preferred; Purple Top (EDTA) | Quest Diagnostics | Blood, serum or plasma | 86708 | ​​HAV Total, HAV Antibody | Hepatitis A Antibody, Total | ​Sent to reference lab. Transport refrigerated. | Immunoassay (IA) | HAV antibody indicates prior or acute infection with, or immunization to, Hepatitis A virus.​ | ​Non-Reactive | Not available. | 3 days | Monday - Friday | AM | 0.5 mL serum; 1 mL serum preferred
872 | MINIRP | MINI RVP | Eswab, VTM | Brandon Healthplex Laboratory | Nasal swab or nasopharyngeal swab |  | ​​Mini Respiratory Viral Panel | MINI RVP | ​ | Reverse Transcriptase-Helicase-Dependant Amplification (RT-HDA) | ​This test will detect Influenza A, Influenza B, Respiratory Syncytial Virus (RSV) and Humen Metapneumovirus (hMPV). These are the most common viruses that cause respiratory infections. | ​Not Detected | 1 hour | 2 hours | Daily | All hours | 1 mL
103 | BOHB | Beta Hydroxybutyrate (Acetone), (Ketone) | Green (Li Heparin)-Preferred, Red Top (No Additive), Gold Top (SST) | Chemistry TGH Laboratory and Brandon Healthplex Laboratory | Blood | 82010 | ​​Ketones | Ketones (BOHB) Blood | ​Add on specimens accepted within 48 hours. | Reflectance photometry | ​In diabetics, the measurement of B-hydroxybutyrate as well as blood glucose is needed for the assessment ofthe severity of diabetic coma and is essential for the exclusion of hyperosmolar non-ketotic diabetic coma. Aspecific enzymatic assay for Beta-hydroxybutyrate is extremely important in the assessment of ketosis. | ​< 0.3 mMol/L | 1 hr | 4 hrs | 7 days a week | 24 hrs. | 0.5 mL
873 | RHVPCR | RSV and hMPV Panel | Eswab or VTM | Brandon Healthplex Laboratory | Nasal or Nasopharyngeal | 87634 | ​​ | RSV and hMPV Panel |  | Reverse Transcriptase-Helicase-Dependant Amplification (RT-HDA) | Respiratory Syncytial Virus (RSV) is a major cause of lower respiratory tract infection and hospital visits during infancy and childhood. Human Metapneumovirus (hMPV) is the second most common cause of lower respiratory infection of young children. ​THis tests for both RSV and hMPV. | ​Not Detected | 1 hour | 2 hours | Daily | Every day | 1 mL
126 | ABGL | Blood Gas with Lactate | ABG Heparinized Syringe | Respiratory TGH Laboratory and Brandon Healthplex Laboratory | Blood | 82803, 83605 | ​​ABG with Lactate | Blood Gas-Lactate | ​Send specimens to tube station #43. | Specific Electrodes | ​Arterial blood gases are performed to evaluate oxygen and carbon dioxide exchange, respiratory function, and some aspects of acid-base balance. | ​PO2: >75 mm Hg PCO2: 35-45 mm Hg pH: 7.35-7.45 pH Units O2 Sat : > 95 % BE or BD: -2 to +2 HCO3: 24-27 meq/L Lac: 0.5-2.2 mg/dL | 10 min. | 45 min. | 7 days a week | 24 hrs. | 1 mL
155 | PIONCA | Calcium, Ionized | Light or Dark Green Top (Lithium Heparin) or ABG Heparinized Syringe | Respiratory TGH Laboratory and Brandon Healthplex Laboratory | Blood | 82330 | ​​ | Ionized Calcium-(Respiratory Care) | ​Send specimens to tube station #43. Draw separate green tops (Dark Green) if drawing multiple tests. Send the unspun tube for testing. |  | ​Ionized calcium represents the true bioavailable calcium in the circulation. In situations where the total calcium is normal, but does not fit the clinical picture, a determination of the ionized calcium will, many times, show an elevation in the bioavailable calcium. | ​1.15-1.38 mmol/L | 10 min. | 45 min. | 7 days a week | 24 hrs | 1 mL
580 | UFOCBB | Occult Blood, Feces | Sterile, Leak proof, Screw Top Container | Urinalysis TGH Laboratory and Brandon Healthplex Laboratory | Feces | 82270 | ​​GUAIC | Occult Blood Feces | ​Formed Feces Only. Avoid collecting samples during or in the first three days of menstruation. Food and vitamins to avoid before sample collection include: red meat, vitamin C (>250 mg/day), aspirin or other non-steroidal drugs. Add on requests accepted up to 24 hr from collection. | Guaic Method | ​This test screens for the presence of hemoglobin (Blood) in fecal samples. | ​Negative | Not Available | 4 hrs | 7 days a week | 24 hrs | 1-2 grams
124 | VABGEL | Blood Gas with Electrolytes, Lactate | ABG Heparinized Syringe | Respiratory TGH Laboratory and BRandon Healthplex Laboratory | Blood | 82803, 83605, 82435, 84132, 84295, 82947, 82330 | ​​ABG with Electrolytes, Lactate | Blood Gas -Electro-Lactate | ​Send specimens to tube station #43. | Specific Electrodes | ​Arterial blood gases are performed to evaluate oxygen and carbon dioxide exchange, respiratory function, and some aspects of acid-base balance. | ​PO2: >75 mm Hg PCO2: 3.5-45 mm Hg pH: 7.35-7.45 pH Units O2 Sat: >95 % BE OR BD: -2 TO +2 HCO3: 24-27 meq/L Na+: 135-148 mmol/L K+: 3.7-5.3 mmol/L CA++: 1.15-1.38 mmol/L Cl-: 100-112 mmol/L Glucose: 85-125 mmol/L | 10 min. | 45 min. | 7 days a week | 24 hrs | 1 mL
327 | IFOCBC | Fecal Occult Blood Immunoassay | Assay specific fecal collection tube with extraction buffer obtained from supply processing and distribution department (SPD) Tampa General Item number: 128623 | Hematology TGH Laboratory and Brandon Healthplex Laboratory | Feces | G0328QW (Medicare) 82274QW | ​​Immunological fecal occult blood | Immunological fecal occult blood | ​Patient limitations - A specimen should not be collected from a patient with the following conditions that may interfere with the test results: menstrual bleeding, constipation bleeding, bleeding hemorrhoids, urinary bleeding, and or watery stools. Patient must be provided with complete home collection kit (mailer, collection tube, instructions) to assure proper collection of specimen. Once inoculated the fecal collection tube can be stored up to 14 days at ambient room temperature as high as 37°C prior to testing. Reason for specimen rejection include:Collection tube not properly labeled, stored and or is expired. Specimen leaked in transit because collection tube was not secured.Tube overfilled and liquid cannot be expressed from the tip. | Hemosure iFOB test is a qualitative one-step immunological fecal occult blood test. | ​This test can be helpful in determining gastrointestinal bleeding in a number of gastrointestinal disorders such as diverticulitis, colitis, polyps, and colorectal cancer. | ​Negative | 1 hour | 4 hours | 7 days/ week | 24 hours | NA
119 | VABGC | Blood Gas with COOX | ABG Heparinized Syringe | Respiratory TGH Laboratory and Brandon Healthplex Laboratory | BLood | 82803, 82375 | ​​ABG with COOX | Blood Gas-COOX | ​Send specimens to tube station #43. | Specific Electrodes | ​Arterial blood gases are performed to evaluate oxygen and carbon dioxide exchange, respiratory function, and some aspects of acid-base balance. | ​PO2: >75 mm Hg PCO2: 35-45 mm Hg pH: 7.35-7.45 pH Units O2 Sat : > 95 % BE or BD: -2 to +2 HCO3: 24-27 meq/L Hb: 14.1-18.1 g/dL O2Hb: >95 % CO2Hb: 0.0-3.0 % MetHb: 0.0-1.0 % | 10 min. | 45 min. | 7 days a week | All day | 1 mL
118 | VABG | Blood Gas - Arterial | ABG Heparinized Syringe | Respiratory TGH Laboratory and Brandon Healthplex Laboratory | Blood | 82803 | ​​​ABG | Blood Gas | ​Send specimens to tube station #43. | Specific Electrodes | ​Arterial blood gases are performed to evaluate oxygen and carbon dioxide exchange, respiratory function, and some aspects of acid-base balance. | ​PO2: >75 mm Hg O2 Sat: >95 % BE OR BD: -2 TO +2 PCO2: 3.5-45 mm Hg Ph: 7.35-7.45 pH Units HCO3: 24-27 meq/L | 10 min. | 45 min. | 7 days a week | 24 hrs. | 1 mL
121 | VABGCL | Blood Gas with COOX, Electrolytes | ABG Heparinized Syringe | Respiratory TGH Laboratory and Brandon Healthplex Laboratory | Blood | 82803, 82375, 85018, 82805, 82435, 84132, 84295, 82947, 82330 | ​​ABG with COOX, Electrolytes, Lactate | Blood Gas-COOX-Electrolytes | ​Send specimens to tube station #43. | Specific Electrodes | ​Arterial blood gases are performed to evaluate oxygen and carbon dioxide exchange, respiratory function, and some aspects of acid-base balance. | ​PO2: >75 mm Hg PCO2: 35-45 mm Hg pH: 7.35-7.45 pH Units O2 Sat : > 95 % BE or BD: -2 to +2 HCO3: 24-27 meq/L Hb: 14.1-18.1 g/dL O2Hb: >95 % CO2Hb: 0.0-3.0 % MetHb: 0.0-1.0 % Na+: 135-148 mmol/L K+: 3.7-5.3 mmol/L Ca++: 1.15-1.38 mmol/L Cl-: 100-112 mmol/L Glu: 85-125 mg/dL | 10 min. | 45 min. | 7 days a week | 24 hrs | 1 mL
219 | PCOOX | CO-Oximetry, Pulmonary (COOX) | Green Top (Lithium Heparin) or ABG Heparinized Syringe | Respiratory TGH Laboratory and Brandon Healthplex Laboratory | Blood | 82375 | ​​Methemoglobin | CO-OXIMETRY | ​Send specimens to tube station #43. |  | ​ | ​Hb: 14.1-18.1 g/dL O2Hb: >95 % CO2Hb: 0.0-3.0 % MetHb: 0.0-1.0 % | 10 min. | 45 min. | 7 days a week | 24 hrs | 1 mL
23 | ALB | Albumin | Green (Li Heparin)-Preferred, Red Top (No Additive), Gold Top (SST) | Chemistry TGH Laboratory and Brandon Healthplex Laboratory | Blood | 82040 | ​​ | Albumin | Add on specimens accepted within 48 hours. | Rate nephelometry | Serum albumin measurements are used in monitoring and treatment of numerous diseases involving primarily the liver and kidney. Its main value lies in the follow up therapy where improvement in the serum level is the best sign of successful medical treatment. | 3.5 – 5.0 gm/dL | 1 hour | 4 hrs | 7 days | 24 hrs | 0.5 mL (1 microtainer)
554 | ERMONB | Monospot | Red Top (No Additive) | Urinalysis TGH Laboratory and Brandon Healthplex Laboratory | Blood - serum | 86308 | ​​Heterophile Antibody | Mononucleosis Spot (Monospot) | ​Grossly hemolyzed specimens will be rejected. Add on request accepted up to 72 hrs from collection when stored at 2-8 C | Immunoassay | ​Heterophilic Antibodies are associated almost exclusively with infectious mononucleosis and Epstein Barr Virus (EBV)-associated neoplasms. Although most patients will develop Heterophilic Antibodies within 3 weeks of infection, a few patients may not exhibit antibodies until 3 months after infection. Monospot is a rapid test for visual qualitative detection of heterophile antibodies. | ​Negative | 1 hr. | 4 hrs | 7 days a week (M - S) | 24 hrs | 0.5 mL
5 | ACET | Acetaminophen (Tylenol) | Green (Li Heparin)-Preferred, Red Top (No Additive), Gold Top (SST) | Chemistry TGH Laboratory and Brandon Healthplex Laboratory | Blood | 82003 | ​Tylenol | Acetaminophen (Tylenol) | Add on tests available up to 48 hours | Immunoturbidimetric | ​Acetaminophen is the most commonly used medication in the United States. Acetaminophen is an analgesic-antipyretic drug, that when used in great excess can cause liver toxicity. | 10-20 ug/L | 1 hr. | 4 hrs | 7 days a week | 24 hr | 0.5 mL ( 1 microtainer)
872 | MINIRP | MINI RVP | Eswab, VTM | Brandon Healthplex Laboratory | Nasal swab or nasopharyngeal swab | 87631 | ​​​Mini Respiratory Viral Panel | MINI RVP | ​ | Reverse Transcriptase-Helicase-Dependant Amplification (RT-HDA) | ​This test will detect Influenza A, Influenza B, Respiratory Syncytial Virus (RSV) and Humen Metapneumovirus (hMPV). These are the most common viruses that cause respiratory infections. | ​Not Detected | 1 hour | 2 hours | Daily | All hours | 1 mL
122 | ABGCEL | Blood Gas with COOX, Electrolytes, Lactate | ABG Heparinized Syringe | Respiratory TGH Laboratory and Brandon Healthplex Laboratory | Blood | 82803, 82375, 85018, 82805, 83605, 82435, 84132, 84295, 82947, 82330 | ​​ABG with COOX, Electrolytes, Lactate | Blood Gas-COOX-Electro-Lact | ​Send specimens to tube station #43. | Specific Electrodes | ​Arterial blood gases are performed to evaluate oxygen and carbon dioxide exchange, respiratory function, and some aspects of acid-base balance. | ​PO2: >75 mm Hg PCO2: 35-45 mm Hg pH: 7.35-7.45 pH Units O2 Sat : > 95 % BE or BD: -2 to +2 HCO3: 24-27 meq/L Hb: 14.1-18.1 g/dL O2Hb: >95 % CO2Hb: 0.0-3.0 % MetHb: 0.0-1.0 % Na+: 135-148 mmol/L K+: 3.7-5.3 mmol/L Ca++: 1.15-1.38 mmol/L Cl-: 100-112 mmol/L Glu: 85-125 mg/dL Lac: 0.5-2.2 mg/dL | 10 min. | 45 min. | 7 days a week | 24 hrs. | 1 mL
215 | CAGGSN | Cold Agglutinins | Red Top (No gel) must clot at 37˚C before centrifugation at ambient (room) temperature. | Quest Diagnostics | Blood - serum | 86157 | ​​​​​Cold Hemagglutinins | Cold Agglutinins | Serum submitted must have been separated from whole blood which has been allowed to clot at 37oC before separation. Draw specimens in WARM tubes (37 - 42oC). Allow blood to clot at the sample temperature (37 - 42oC) for at least one hour. Send to lab on heat pack.Keep the sample(s) at 37 - 42oC until they have been centrifuged and the serum has been separated from the cells. Transfer serum to clean, plastic screw-cap vials and ship serum at room temperature. Do not refrigerate!​ REJECT criterion includes: gross hemolysis, lipemia, received refrigerated or frozen, or use of SST tube. | Hemagglutination | ​This test can be useful for the detection of cold agglutinins in association with cold agglutinin syndrome. If testing is for recent Mycoplasma pneumoniae exposure, Mycoplasma pnuemoniae IgM Antibody is recommended. | ​NONE DETECTED | Not Available | 3 - 5 days | Monday - Saturday | P.M. | 0.5 mL serum, 3.0 mL serum preferred
237 | CRYOB | Cryoglobulin | Red Top (No Additive, no gel, no SST) – **fasting sample is required!** | Quest Diagnostics | Blood - serum | 82595 | ​​Cryoglobulin (% Cryocrit) | Cryoglobulin | ​6.0 mL room temperature serum, collected as follows (fasting sample required): Draw specimens in warm tubes (37-42˚C).Allow blood to clot at same temperature (37-42˚C) for 1 hour. Send to lab on heat pack.Keep specimens at 37-42˚C until they have been centrifuged and the serum has been separated from the cells. Transfer serum to clean, plastic screw-cap vials and ship serum at room temperature. Do not refrigerate!! Fasting sample is REQUIRED. Reject criteria includes: gross hemolysis, lipemia, received refrigerated or frozen, use of SST tube. | Visual inspection | ​Cryoglobulins may be present in a variety a diseases including macroglobulinemia, myeloma and liver diseasessuch as chronic hepatitis, cirrhosis and viral infections. | ​Cryoglobulin Qualitative: none detected. If Cyroglobulin is detected, then the % Cryocrit is also reported | Not Available | 4 days | Monday - Sunday | Evenings | 3 mL serum minimum, 6.0 ml serum preferred (see special instructions for collection)
554 | ERMONB | Monospot | Red Top (No Additive) | Urinalysis TGH Laboratory and Brandon Healthplex Laboratory | Blood - serum | 86308 | ​​​Heterophile Antibody | Mononucleosis Spot (Monospot) | ​Grossly hemolyzed specimens will be rejected. Add on request accepted up to 72 hrs from collection when stored at 2-8 C | Immunoassay | ​Heterophilic Antibodies are associated almost exclusively with infectious mononucleosis and Epstein Barr Virus (EBV)-associated neoplasms. Although most patients will develop Heterophilic Antibodies within 3 weeks of infection, a few patients may not exhibit antibodies until 3 months after infection. Monospot is a rapid test for visual qualitative detection of heterophile antibodies. This test is only validated for patients 18 years or older. | ​Negative | 1 hr. | 4 hrs | 7 days a week (M - S) | 24 hrs | 0.5 mL
568 | PCHEM | Pulmonary Chemistry | Green Top (Lithium Heparin) or ABG Heparinized Syringe | Respiratory TGH Laboratory and Brandon Healthplex Laboratory (BHP) | Whole Blood | 82330, 82435, 82565, 82947, 84132, 84295, 84520, 82374 | ​​​ |  | ​Available in NICU only for TGH. Send specimens to tube station #43. For BHP, used as backup testing for Chemistry analyzer downtime only. |  | ​This test code includes the following tests: Sodium, Chloride, Potassium, ionized Calcium, Glucose, BUN, Creatinine, and Carbon Dioxide. | ​See report | 10 min. | 45 min. | 7 days a week | 24 hrs
32 | AATMAB | ALPHA-1 ANTITRYPSIN (AAT) MUTATION ANALYSIS, WHOLE BLOOD | Lavender top (EDTA) - preferred, Royal Blue top (EDTA), Green top (sodium or lithium heparin), Yellow top (ACD Solution A or B) | Quest Diagnostics Nichols Inst San Juan Capistrano | Whole Blood | 81332 | ​Alpha-1 Antitrypsin Mutation Analysis, Mutation, Alpha-1 Antitrypsin, AAT Mutation, Alpha-1 Protease Inhibitor (PI)Mutation, AAT Deficiency, Alpha-1 Antitrypsin Genotype, AAT Genotype | LAB3049 | ​Sent to reference laboratory. 5 mL whole blood collected in EDTA (Lavender top) preferred. Do not transfer into other containers. Specimen stability is crucial. Store and ship ambient immediately. Do not freeze WB specimens. This germline genetic test requires physician attestation that patient consent has been received. Transport at room temperature. | Fluorescent Restriction Fragment Length Polymorphism | Individuals who carry two copies (homozygous) for the Z allele are at a higher risk to develop liver disease and emphysema. Rare alleles (other than S and Z types) are not tested for by this assay. | ​Accompanies Report | Not Available | 6 days | Monday, Wednesday and Friday | PM | 2 mL
34 | A1ATPH | ALPHA-1 ANTITRYPSIN (AAT) PHENOTYPE, SERUM | EDTA (lavender top) whole blood | Quest Diagnostics | Blood | 83891, 83892 (x2) | ​​ A1 AT PHENOTYPE | LAB2911 | ​Sent to reference laboratory. Specimen type is whole blood. Normal phlebotomy procedure. Specimen stability is crucial. Store and ship refrigerated immediately. Do not freeze. | Polymerase Chain Reaction, Restriction Digestion | ​Individuals who carry two copies (homozygous) for the Z allele are at a higher risk to develop liver disease and emphysema. | ​A-1 Antitrypsin Mutation Alpha-1-antitrypsin deficiency is a relatively common autosomal recessive condition. The two most common deficiency alleles in the alpha-1-antitrypsin gene (protease inhibitor locus, PI) are designated PI*Z and PI*S, and the normal allele is designated PI*M. The PI*Z/PI*Z, PI*S/PI*Z, and PI*S/PI*S genotypes associated with decreased serum PI levels that are equivalent to approximately 10-20%, 35-40%, and 50-60% of normal, respectively. The PI*Z/PI*Z and PI*S/PI*Z genotypes are reported to be associated with an increased risk of liver disease in childhood, and chronic obstructive pulmonary disease (COPD) and emphysema in adult life. The PI*M/PI*Z, and PI*M/PI*S genotypes are also associated with decreased serum PI levels but these levels, and the PI levels associated with the PI*S/PI*S genotype, are apparently adequate to protect the lungs in the vast majority of individuals. Individuals with the PI*M/PI*Z genotype may have decreased pulmonary function, and may be at increased risk for COPD, especially if they smoke. It should be noted that serum alpha-1-antitrypsin levels can be induced by a wide variety of conditions that include pregnancy, infection, numerous inflammatory conditions, cancer, and liver disease. Levels of alpha-1-antitrypsin may be reduced by other conditions. Therefore, immunological and functional determinations of serum alpha-1-antitrypsin levels may not correlate with the individual's PI genotype. The PI*Z, PI*S, and PI*M alleles are detected by multiplex polymerase chain reaction (PCR) amplification of specific regions of the PI gene, followed by restriction enzyme digestion and capillary electrophoresis. This assay does not test for the presence of other mutations within the alpha-1-antitrypsin gene or non-genetic causes of alpha-1-antitrypsin deficiency. Since genetic variation and other factors can affect the accuracy of direct mutation testing, these results should be interpreted in light of clinical and familial data.​ | Not Available | 7-10 days | Monday, Wednesday, Friday | Nights | 2mL (whole blood)
33 | A1AT | ALPHA-1 ANTITRYPSIN (AAT), SERUM | Red Top (No Additive) | Quest Diagnostics | Serum | 82103 | ​ALPHA-1 ANTITRYPSIN​ | LAB810 | Sent to reference laboratory. 1mL refrigerated serum. (Overnight fasting is preferred.) 4482 | Fixed Rate Time Nepholometry | ​Congenital deficiency of Alpha-1-Antitrypsin (AAT) is associated with early lung disease (emphysema, chronic bronchitis, and chronic obstructive lung disease) and neonatal hepatitis and infantile cirrhosis. If a deficiency is present, AAT phenotyping is suggested to confirm heterozygous versus homozygous deficiencies. | ​ADULTS: 83-199 mg/dL | Not Available | 3 - 5 days | Monday - Saturday | P.M. | 0.5 mL serum (1mL serum preferred)
320 | 11F | FACTOR XI (11) LEVEL | Light Blue Top (3.2% Sodium Citrate) | Hematology TGH Laboratory | Plasma | 85270 | ​​ | LAB309 | ​Plasma stored in an unopened sodium citrate collection tube at room temperature, (20-25°C) must be tested within 4 hours of collection or plasma separated and frozen. Frozen plasma can be stored for 2 weeks at -20° C or -70° C for 12 months. Please note: Whenever possible frozen specimens should be submitted from offsite locations. Whole blood specimens from offsite locations must be transported and ordered as STAT. If specimen cannot be analyzed within an acceptable time frame testing will be cancelled. To centrifuge and freeze plasma: * Verify the specimen is not clotted using applicator sticks * Verify the specimen tube is properly filled * Centrifuge specimen at 5000 RPM for 10 minutes as soon as possible after collection (up to 4 hours). * Label a polypropylene test tube with label that includes a minimum of two unique patient identifiers (such as name and date of birth). * Using a disposable transfer pipette, transfer the plasma (leave about 0.5ml do not disturb the buffy coat) to a labeled test tube. * If available perform platelet count on the plasma to verify platelet count is <10 K/uL * If platelet count is 10K/uL repeat centrifugation process * If multiple specimens collection tubes, do not pool plasma from collection tubes together. * Freeze plasma and transport to the laboratory for testing on dry ice. * Specimen must remain frozen until testing is performed. Criteria for rejecting specimens for testing include: Tubes not properly labeled, filled (+/- 10% of required fill volume), clotted specimens, plasma that is moderately to grossly hemolyzed, plasma that has not been properly stored or tested within defined timeframe, frozen specimen plasma platelet count >10 K/uL or Fibrinogen <35 mg/dL and not clinically indicated. | Clot Detection | ​This test is useful to evaluate a prolonged aPTT. Deficiency of Factor XI is most common among those with Ashkenazi Jewish heritage. | ​Factor Activity % of normal 65 - 150% | Not Available | Within 7 days | Once a week (M-F). | A.M | One 2.7 mL or 1.8 mL 3.2% sodium citrate collection tube filled to the minimum line OR 1 mL of frozen plasma.
317 | 7F | FACTOR VII (7) LEVEL | Light Blue Top (3.2% Sodium Citrate) | Hematology TGH Laboratory | Plasma | 85230 | ​​ | LAB305 | ​Plasma stored in an unopened sodium citrate collection tube at room temperature, (20-25°C) must be tested within 4 hours of collection or plasma separated and frozen. Frozen plasma can be stored for 2 weeks at -20° C or -70° C for 12 months. Please note: Whenever possible frozen specimens should be submitted from offsite locations. Whole blood specimens from offsite locations must be transported and ordered as STAT. If specimen cannot be analyzed within an acceptable time frame testing will be cancelled. To centrifuge and freeze plasma: * Verify the specimen is not clotted using applicator sticks * Verify the specimen tube is properly filled * Centrifuge specimen at 5000 RPM for 10 minutes as soon as possible after collection (up to 4 hours). * Label a polypropylene test tube with label that includes a minimum of two unique patient identifiers (such as name and date of birth). * Using a disposable transfer pipette, transfer the plasma (leave about 0.5ml do not disturb the buffy coat) to a labeled test tube. * If available perform platelet count on the plasma to verify platelet count is <10 K/uL * If platelet count is 10K/uL repeat centrifugation process * If multiple specimens collection tubes, do not pool plasma from collection tubes together. * Freeze plasma and transport to the laboratory for testing on dry ice. * Specimen must remain frozen until testing is performed. Criteria for rejecting specimens for testing include: Tubes not properly labeled, filled (+/- 10% of required fill volume), clotted specimens, plasma that is moderately to grossly hemolyzed, plasma that has not been properly stored or tested within defined timeframe, frozen specimen plasma platelet count >10 K/uL or Fibrinogen <35 mg/dL and not clinically indicated. | Clot Detection | ​This test is useful to evaluate a prolonged PT. Deficiency is associated with bleeding risk. | ​Factor Activity % of normal 50 - 129 % | Not Available | within 7 days | Once a week (M-F) | A.M. | One 2.7 mL or 1.8 mL 3.2% sodium citrate collection tube filled to the minimum line OR 1 mL of frozen plasma
314 | 9F | FACTOR IX (9) LEVEL | Light Blue Top (3.2% Sodium Citrate) | Hematology TGH Laboratory | Plasma | 85250 | ​​ | LAB308 | ​Plasma stored in an unopened sodium citrate collection tube at room temperature, (20-25°C) must be tested within 4 hours of collection or plasma separated and frozen. Frozen plasma can be stored for 2 weeks at -20° C or -70° C for 12 months. Please note: Whenever possible frozen specimens should be submitted from offsite locations. Whole blood specimens from offsite locations must be transported and ordered as STAT. If specimen cannot be analyzed within an acceptable time frame testing will be cancelled. To centrifuge and freeze plasma: * Verify the specimen is not clotted using applicator sticks * Verify the specimen tube is properly filled * Centrifuge specimen at 5000 RPM for 10 minutes as soon as possible after collection (up to 4 hours). * Label a polypropylene test tube with label that includes a minimum of two unique patient identifiers (such as name and date of birth). * Using a disposable transfer pipette, transfer the plasma (leave about 0.5ml do not disturb the buffy coat) to a labeled test tube. * If available perform platelet count on the plasma to verify platelet count is <10 K/uL * If platelet count is 10K/uL repeat centrifugation process * If multiple specimens collection tubes, do not pool plasma from collection tubes together. * Freeze plasma and transport to the laboratory for testing on dry ice. * Specimen must remain frozen until testing is performed. Criteria for rejecting specimens for testing include: Tubes not properly labeled, filled (+/- 10% of required fill volume), clotted specimens, plasma that is moderately to grossly hemolyzed, plasma that has not been properly stored or tested within defined timeframe, frozen specimen plasma platelet count >10 K/uL or Fibrinogen <35 mg/dL and not clinically indicated. | Clot Detection | ​This test is useful to evaluate a prolonged PTT. The second most common form of hemophilia is caused by deficiency of factor IX. Hemophilia B is an x-linked disorder affecting between 1 in 25,000 to 30,000 males. | ​Factor Activity % of normal 65 – 150% | Not Available | Within 7 days | Once a week (M-F). | A.M. | One 2.7 mL or 1.8 mL 3.2% sodium citrate collection tube filled to the minimum line OR 1 mL of frozen plasma
120 | ABGCEM | Blood Gas Complete, CODE Blue | ABG Heparinized Syringe | Respiratory TGH Laboratory | Blood | See individual | ​ABG with COOX, Electrolytes, Lactate, Mg;BG W/COOX,ELEC,LA,MG​ | LAB 2615 | ​Send specimens to tube station #43. | Specific Electrodes | ​Arterial blood gases are performed to evaluate oxygen and carbon dioxide exchange, respiratory function, and some aspects of acid-base balance. | ​PO2: >75 mm Hg MetHb: 0.0-1.0 % PCO2: 35-45 mm Hg Na+: 135-148 mmol/L pH: 7.35-7.45 pH Units K+: 3.7-5..3 mmol/L O2 Sat : > 95 % Ca++: 1.15-1.38 mmol/L BE or BD: -2 to +2 Cl-: 100-112 mmol/L HCO3: 24-27 meq/L Glu: 85-125 mg/dL Hb: 14.1-18.1 g/dL Lac: 0.5-2.2 mg/dL O2Hb: >95 % CO2Hb: 0.0-3.0 % | 10 min. | 45 min. | 7 days a week | 24 hrs. | 1 mL
321 | 12F | FACTOR XII (12) LEVEL | Light Blue Top (3.2% Sodium Citrate) | Hematology TGH Laboratory | Plasma | 85280 | ​​ | LAB310 | ​Plasma stored in an unopened sodium citrate collection tube at room temperature, (20-25°C) must be tested within 4 hours of collection or plasma separated and frozen. Frozen plasma can be stored for 2 weeks at -20° C or -70° C for 12 months. Please note: Whenever possible frozen specimens should be submitted from offsite locations. Whole blood specimens from offsite locations must be transported and ordered as STAT. If specimen cannot be analyzed within an acceptable time frame testing will be cancelled. To centrifuge and freeze plasma: * Verify the specimen is not clotted using applicator sticks * Verify the specimen tube is properly filled * Centrifuge specimen at 5000 RPM for 10 minutes as soon as possible after collection (up to 4 hours). * Label a polypropylene test tube with label that includes a minimum of two unique patient identifiers (such as name and date of birth). * Using a disposable transfer pipette, transfer the plasma (leave about 0.5ml do not disturb the buffy coat) to a labeled test tube. * If available perform platelet count on the plasma to verify platelet count is <10 K/uL * If platelet count is 10K/uL repeat centrifugation process * If multiple specimens collection tubes, do not pool plasma from collection tubes together. * Freeze plasma and transport to the laboratory for testing on dry ice. * Specimen must remain frozen until testing is performed. Criteria for rejecting specimens for testing include: Tubes not properly labeled, filled (+/- 10% of required fill volume), clotted specimens, plasma that is moderately to grossly hemolyzed, plasma that has not been properly stored or tested within defined timeframe, frozen specimen plasma platelet count >10 K/uL or Fibrinogen <35 mg/dL and not clinically indicated. | Clot Detection | ​This test is useful to evaluate a prolonged aPTT. Deficiency of Factor XII is not correlated with bleeding risk. | ​Factor Activity % of normal 50 - 150% | Not Available | Within 7 days | Once a week (M-F) | A.M. | One 2.7 mL or 1.8 mL 3.2% sodium citrate collection tube filled to the minimum line OR 1 mL of frozen plasma.
47 | AASCSF | AMINO ACID SCREEN, CSF | Sterile, Leakproof, Screw Top Container | All Children's Hospital | CSF | 82128 | ​AMINO ACID SCR CSF​ | LAB2004 | ​Sent to reference laboratory. Provide patient age, sex, a brief clinical history, diagnosis, and the therapy over the last three days. | Amino Acid Analyzer | ​Amino acids serve many functions including as building blocks for proteins, neurotransmitters, precursors to hormones, and enzyme co-factors. More than 70 disorders of amino acid metabolism have been described. Theclinical manifestations of these disorders are diverse. | ​Normal Pattern | Not Available | 4 - 7 days | 3 days a week (M-W-F) | A.M. | 1 mL CSF
122 | ABGCEL | Blood Gas-COOX-Electro-Lact | ABG Heparinized Syringe | Respiratory TGH Laboratory and Brandon Healthplex Laboratory | Blood | 82803, 82375, 85018, 82805, 83605, 82435, 84132, 84295, 82947, 82330 | ​BGAS COOX LYTES LA,​ABG with COOX, Electrolytes, Lactate | LAB2614 | ​Send specimens to tube station #43. | Specific Electrodes | ​Arterial blood gases are performed to evaluate oxygen and carbon dioxide exchange, respiratory function, and some aspects of acid-base balance. | ​PO2: >75 mm Hg PCO2: 35-45 mm Hg pH: 7.35-7.45 pH Units O2 Sat : > 95 % BE or BD: -2 to +2 HCO3: 24-27 meq/L Hb: 14.1-18.1 g/dL O2Hb: >95 % CO2Hb: 0.0-3.0 % MetHb: 0.0-1.0 % Na+: 135-148 mmol/L K+: 3.7-5.3 mmol/L Ca++: 1.15-1.38 mmol/L Cl-: 100-112 mmol/L Glu: 85-125 mg/dL Lac: 0.5-2.2 mg/dL | 10 min. | 45 min. | 7 days a week | 24 hrs. | 1 mL
315 | 5F | FACTOR V (5) LEVEL | Light Blue Top (3.2% Sodium Citrate) | Hematology TGH Laboratory | Plasma | 85220 | ​​ | LAB304 | ​Plasma stored in an unopened sodium citrate collection tube at room temperature, (20-25°C) must be tested within 4 hours of collection or plasma separated and frozen. Frozen plasma can be stored for 2 weeks at -20° C or -70° C for 12 months. Please note: Whenever possible frozen specimens should be submitted from offsite locations. Whole blood specimens from offsite locations must be transported and ordered as STAT. If specimen cannot be analyzed within an acceptable time frame testing will be cancelled. To centrifuge and freeze plasma: * Verify the specimen is not clotted using applicator sticks * Verify the specimen tube is properly filled * Centrifuge specimen at 5000 RPM for 10 minutes as soon as possible after collection (up to 4 hours). * Label a polypropylene test tube with label that includes a minimum of two unique patient identifiers (such as name and date of birth). * Using a disposable transfer pipette, transfer the plasma (leave about 0.5ml do not disturb the buffy coat) to a labeled test tube. * If available perform platelet count on the plasma to verify platelet count is <10 K/uL * If platelet count is 10K/uL repeat centrifugation process * If multiple specimens collection tubes, do not pool plasma from collection tubes together. * Freeze plasma and transport to the laboratory for testing on dry ice. * Specimen must remain frozen until testing is performed. Criteria for rejecting specimens for testing include: Tubes not properly labeled, filled (+/- 10% of required fill volume), clotted specimens, plasma that is moderately to grossly hemolyzed, plasma that has not been properly stored or tested within defined timeframe, frozen specimen plasma platelet count >10 K/uL or Fibrinogen <35 mg/dL and not clinically indicated | Clot Detection | ​This test is useful to evaluate a prolonged PT. Deficiency of Factor V is associated with bleeding risk. | ​Factor Activity % of normal 62 – 139% | Not Available | within 7 days | 5 days a week (M-F). Not performed on holidays | Batch 1 X per week | One 2.7 mL or 1.8 mL 3.2% sodium citrate collection tube filled to the minimum line OR 1 mL of frozen plasma
318 | 8F | FACTOR VIII (8) LEVEL | Light Blue Top (3.2% Sodium Citrate) | Hematology TGH Laboratory | Plasma | 85240 | ​​ | LAB306 | ​Plasma stored in an unopened sodium citrate collection tube at room temperature, (20-25°C) must be tested within 4 hours of collection or plasma separated and frozen. Frozen plasma can be stored for 2 weeks at -20° C or -70° C for 12 months. Please note: Whenever possible frozen specimens should be submitted from offsite locations. Whole blood specimens from offsite locations must be transported and ordered as STAT. If specimen cannot be analyzed within an acceptable time frame testing will be cancelled. To centrifuge and freeze plasma: * Verify the specimen is not clotted using applicator sticks * Verify the specimen tube is properly filled * Centrifuge specimen at 5000 RPM for 10 minutes as soon as possible after collection (up to 4 hours). * Label a polypropylene test tube with label that includes a minimum of two unique patient identifiers (such as name and date of birth). * Using a disposable transfer pipette, transfer the plasma (leave about 0.5ml do not disturb the buffy coat) to a labeled test tube. * If available perform platelet count on the plasma to verify platelet count is <10 K/uL * If platelet count is 10K/uL repeat centrifugation process * If multiple specimens collection tubes, do not pool plasma from collection tubes together. * Freeze plasma and transport to the laboratory for testing on dry ice. * Specimen must remain frozen until testing is performed. Criteria for rejecting specimens for testing include: Tubes not properly labeled, filled (+/- 10% of required fill volume), clotted specimens, plasma that is moderately to grossly hemolyzed, plasma that has not been properly stored or tested within defined timeframe, frozen specimen plasma platelet count >10 K/uL or Fibrinogen <35 mg/dL and not clinically indicated | Clot Detection | ​This test is useful to evaluate a prolonged aPTT. The most common form of hemophilia is caused by deficiency of factor VIII. Hemophilia A is an x-linked disorder affecting between 1 in 5,000 to 10,000 males. | ​Factor Activity % of normal 50 - 150% | Not Available | Within 7 days | Once a week (M-F). | A.M. | One 2.7 mL or 1.8 mL 3.2% sodium citrate collection tube filled to the minimum line OR 1 mL of frozen plasma
120 | ABGCEM | Blood Gas Complete, CODE Blue | ABG Heparinized Syringe | Respiratory TGH Laboratory | Blood | See individual | ​​ABG with COOX, Electrolytes, Lactate, Mg;BG W/COOX,ELEC,LA,MG​ | LAB2615 | ​Send specimens to tube station #43. | Specific Electrodes | ​Arterial blood gases are performed to evaluate oxygen and carbon dioxide exchange, respiratory function, and some aspects of acid-base balance. The following tests are included in the AGBCEM: pO2, pCO2, pH, O2, Base Excess/Defecit, HCO3, Hemoglobin, Oxyhemoglobin , Carboxyhemoglobin, Methemoglobin, Sodium, Potassium, Calcium, Chloride, Glucose, Lactate. | ​PO2: >75 mm Hg MetHb: 0.0-1.0 % PCO2: 35-45 mm Hg Na+: 135-148 mmol/L pH: 7.35-7.45 pH Units K+: 3.7-5..3 mmol/L O2 Sat : > 95 % Ca++: 1.15-1.38 mmol/L BE or BD: -2 to +2 Cl-: 100-112 mmol/L HCO3: 24-27 meq/L Glu: 85-125 mg/dL Hb: 14.1-18.1 g/dL Lac: 0.5-2.2 mg/dL O2Hb: >95 % CO2Hb: 0.0-3.0 % | 10 min. | 45 min. | 7 days a week | 24 hrs. | 1 mL
25 | FALB | Albumin, Fluid | Sterile, Leakproof, Screw Top Container | Chemistry TGH Laboratory | Fluid | 82042 | ​​ | LAB177 | ​ | colorimetry/BCP | Because of the wide range of albumin levels seen in serous body fluids, results are best evaluated by using the serum-effusion albumin gradient (serum albumin result minus the serous body fluid albumin result) to differentiate whether the fluid is a transudate or an exudate. | No Reference Range | 1 hr. | 4 hrs | 7 days | 24 hrs | 0.5 mL
122 | ABGCEL | Blood Gas-COOX-Electro-Lact | ABG Heparinized Syringe | Respiratory TGH Laboratory and Brandon Healthplex Laboratory | Blood | 82803, 82375, 85018, 82805, 83605, 82435, 84132, 84295, 82947, 82330 | ​​BGAS COOX LYTES LA,​ABG with COOX, Electrolytes, Lactate | LAB2614 | ​Send specimens to tube station #43. | Specific Electrodes | ​Arterial blood gases are performed to evaluate oxygen and carbon dioxide exchange, respiratory function, and some aspects of acid-base balance.​ The following tests are included in ABGCEL: pO2, pCO2, pH, Oxygen Saturation, Base Excess/Defecit, HCO3, Hemoglobin, Oxyhemoglobin, Carboxyhemoglobin, Methemoglobin, Sodium, Potassium, Calcium, Chloride, Glucose, Lactate. | ​PO2: >75 mm Hg PCO2: 35-45 mm Hg pH: 7.35-7.45 pH Units O2 Sat : > 95 % BE or BD: -2 to +2 HCO3: 24-27 meq/L Hb: 14.1-18.1 g/dL O2Hb: >95 % CO2Hb: 0.0-3.0 % MetHb: 0.0-1.0 % Na+: 135-148 mmol/L K+: 3.7-5.3 mmol/L Ca++: 1.15-1.38 mmol/L Cl-: 100-112 mmol/L Glu: 85-125 mg/dL Lac: 0.5-2.2 mg/dL | 10 min. | 45 min. | 7 days a week | 24 hrs. | 1 mL
37 | AFPTM | Alpha-Fetoprotein(AFP), Tumor Marker | Green Top (Li-Heparin), preferred Red Top (No Additive) | Chemistry TGH Laboratory | Blood | 82105 | ​​AFP Tumor Marker | LAB559 | ​Add on specimens accepted within 5 days | Immunochemiluminometric Assay | ​This assay is intended for use in the assessment of risk for the development of hepatocellular carcinoma (HCC) in patients with chronic liver disease. Serum levels of AFP, regardless of levels, should not be interpreted as absolute evidence of the presence or absence of disease. AFP is not intended for use as a cancer-screening test. | ​<9.00 ng/mL | Not Available | 4 hrs | 7 days a week | 24 hrs | 1mL (2 microtainers)
126 | ABGL | Blood Gas-Lactate | ABG Heparinized Syringe | Respiratory TGH Laboratory and Brandon Healthplex Laboratory | Blood | 82803, 83605 | ​Blood Gas​​with Lactate | LAB2613 | ​Send specimens to tube station #43. | Specific Electrodes | ​Arterial blood gases are performed to evaluate oxygen and carbon dioxide exchange, respiratory function, and some aspects of acid-base balance. The following tests are included in an ABGL: pO2, pCO2, pH, Oxygen Saturation, Base Excess/Defecit, HCO3, Lactate. | ​PO2: >75 mm Hg PCO2: 35-45 mm Hg pH: 7.35-7.45 pH Units O2 Sat : > 95 % BE or BD: -2 to +2 HCO3: 24-27 meq/L Lac: 0.5-2.2 mg/dL | 10 min. | 45 min. | 7 days a week | 24 hrs. | 1 mL
54 | FAML | Amylase, Fluid | Sterile, Leakproof, Screw Top Container | Chemistry TGH Laboratory | Fluid | 82150 | Amylase, Body Fluid | LAB178 |  | Enzymatic rate | ​Amylase is produced in the pancreas. Increased concentrations may reflect acute inflammation of the pancreas. Mumps, perforated peptic ulcers, and other medical conditions likewise may increase the amylase concentration. | ​No Reference Range | 1 hr. | 4 hrs | 7 days a week | 24 hrs. | 0.5 mL
5 | ACET | ACETAMINOPHEN LEVEL, SERUM | Green (Li Heparin)-Preferred, Red Top (No Additive), Gold Top (SST) | Chemistry TGH Laboratory and Brandon Healthplex Laboratory | Blood | 82003 | ​Acetaminophen (Tylenol)​ | LAB43 | Add on tests available up to 48 hours | Immunoturbidimetric | ​Acetaminophen is the most commonly used medication in the United States. Acetaminophen is an analgesic-antipyretic drug, that when used in great excess can cause liver toxicity. | 10-20 ug/L | 1 hr. | 4 hrs | 7 days a week | 24 hr | 0.5 mL ( 1 microtainer)
12 | ADAMTS | ADAMTS13 Activity with Reflex to Inhibitor | 3.2% sodium citrate (light blue top) tube | Quest Diagnostics | Plasma | 85397 | ADAMTS13 Activity with Reflex to Inhibitor​, vWF Cleaving Protease (vWF-CP), vWF Protease Activity (ADAMTS-13), vWF Cleaving Protease (vWF-CP)(ADAMTS-13), von Willebrand Factor Protease Activity (ADAMTS-13) | LAB6036 | Sent to reference laboratory. Platelet poor plasma: Centrifuge light blue top tube 15 minutes at approximately 1500 g within 60 minutes of collection. Using a plastic pipette, remove plasma, taking care to avoid the WBC/platelet buffy layer and place into a plastic vial. Centrifuge a second time and transfer platelet-poor plasma into a new plastic vial. Plasma must be free of platelets (<10,000/mcl). Freeze immediately 1.0 ml preferred minimum 0.5ml and ship on dry ice. | Immunoassay (IA) | ADAMTS-13 is a zinc metalloprotease that cleaves ultra large vWF multimers. Studies have shown that low levels of ADAMTS-13 activity are associated with thrombotic thrombocytopenic purpura (TTP), a life-threatening hematological condition characterized by a low platelet count, microvascular thrombi, red cell fragmentation, and renal complications. Congenital TTP is a rare inherited disease caused by mutations within the ADAMTS-13 gene, which result in the production of non-functional protein. The acquired form of TTP is an autoimmune-like disorder caused by the development of autoantibodies to ADAMTS-13 that inhibits enzyme activity. | ADAMTS13 Activity 68-163% Activity ADAMTS13 Inhibitor <0.4 BEU | Not Available |  | Tuesday, Thursday |  | Fill tube to line
3 | ACAC | Culture, Acanthamoeba | See Special instructions | Microbiology TGH Laboratory |  | 87081 | ​Acanthamoeba Culture​ | LAB2049 | Obtain TSA agar plate from Microbiology dept, phone ex. 65720 prior to collection. Inoculate directly onto the TSA agar plate. Transport STAT directly to Microbiology. (DO NOT use the pneumatic tube system). | Conventional Culture | Acanthamoeba are microscopic amoeba commonly found in the environment that can cause eye lesions and/or a systemic (whole body) infection. The most common infections result from contact lens cases becoming contaminated after improper cleaning and handling. | Negative | Not Available | 10 - 14 days | Inoculated 7 days a week | A.M. | See Special instructions
7 | ACRS | Acridine Orange Smear | Sterile, Leak proof, Screw Top Container or Culturette | Microbiology TGH Laboratory |  | 87206 | ​AO stain | LAB2050 |  | Microscopic Exam | Acridine Orange is a highly sensitive RNA stain for detecting low numbers of microorganisms in clinical specimens. | No organisms seen. | 1 hr | 8 hrs | 7 days a week | 24 hrs. a day | 1 mL
14 | ACTHMO | Adrenocorticotropic Hrm (ACTH), Plasma | Lavender Top (K2 EDTA) | Quest Diagnostics | Plasma | 82024 | Adrenocorticotropic Hormone (ACTH)​ | LAB511 | Sent to reference laboratory. 0.5 mL frozen EDTA plasma Draw specimens between 7AM and 10AM. If drawn during any other time, the reference ranges do not apply. Transfer the plasma to a plastic transport tube and ship frozen. Do not thaw. * * * SEND TO LAB STAT * * * | Immunoassay | Determination of ACTH is useful in differentiating between primary and secondary adrenocortical hypo- and hyperfunctional disorders: Addison's disease, Cushing's syndrome, adrenal carcinoma, ectopic ACTH syndrome, and nodular hyperplasia. | < 3 years: Reference range not established 3-17 years: 9-57 pg/mL ≥ 18 years: Males: 7-50 pg/mL Females: 5-27 pg/mL | Not Available | 2 days | Monday - Friday | A.M. | 2 mL (4 microtainers)
184 | ACAB | Centromere B Antibody, Serum | Red Top (No Additive) | Quest Diagnostics | Serum | 86038 | ​​Centromere Antibody | LAB2120 | ​Sent to reference laboratory. 0.5 mL refrigerated serum. 16088 | Enzyme Linked Immunosorbent Immunoassay (ELISA) | ​Centromere B Antibody is diagnostic for the form of scleroderma known as CREST (Calcinosis, Raynauds phenomenon, Esophageal dysmotility, Sclerodactyly, and Telangiectasia). | ​Negative : <1.0 | Not Available | 3 - 5 days | Monday - Saturday | A.M. | 1.5 mL (3 microtainers)
15 | AFBC | ACID FAST BACILLI (AFB) CULTURE (CONCENTRATION) | Sterile, Leak proof, Screw Top Container or Culturette | Microbiology TGH Laboratory | See Special Instructions | 87116 87015 | AFB Culture, Mycobacterium Culture, MAI Culture | LAB877 | Urine, sputum, bronchial wash/brushings, gastric lavage, stool, body fluids, abscess wounds, lymph node, wound, skin lesion, tissue. For bone see 'Acid Fast Bacilli Culture Bone' Gastric: 3 mL; Respiratory samples: 5 mL; Body fluids: 1mL; CSF: 1mL; Urine: Submit entire first morning urine (minimum 10mL). Tissue and biopsy material: Submit with small amount of saline. No fixative or preservative. Requested volume is as much as possible. Swabs with transport media acceptable, but not optimal. | Conventional Culture | There are more than 70 species of Mycobacteria of which the primary pathogen is M. tuberculosis. Tuberculosis is a chronic, granulomatous disease caused by M. tuberculosis. Identification, and, if appropriate, antibiotic sensitivity, is required to initiate necessary therapy. | No acid fast bacilli isolated | Not Available | 8 weeks | 7 days a week | P.M. | See special Instructions
36 | AFPAM | Alpha Feto Protein(AFP), Amniotic Fluid | Sterile, Leakproof, Screw Top Container | Genzyme Genetics | Amniotic Fluid | 82106 | AFP ​Amniotic Fluid | LAB663 | Sent to reference laboratory. Floor / client must fill out GENZYME form with the following information - Specimen draw date, Patient name, DOB, Ethnicity / Race, Weight, Number of fetuses in this pregnancy, Gestational age of pregnancy, preferably by ultrasound, complete patient history. |  | ​Testing of alpha feto protein in amniotic fluid is useful for the detection of neural tube defects. | ​See Report. | Not Available | 4 - 7 days | 5 days a week (M-F). Not performed on holidays | A.M. | 2 mL
13 | ADVPCR | Adenovirus PCR | Lavendar Top or Sterile, Leakproof, Screw Top Container | Esoteric TGH Laboratory | See Special Instructions | 87798 | ​​ | LAB2047 | Respiratory samples: Sputum; Bronchial lavage/wash; Nasopharyngeal lavage/wash; Tracheal lavage/wash; Nasal/nasopharyngeal swab; Throat swab; or Eye swab or Random urine or First void clean catch urine. | Real Time PCR | This test is used to determine the presence of Adenovirus in a patient's specimen. Organisms may be detected by PCR prior to diagnosis by immunological methods. PCR provides more rapid results than other methods, including culture. | Adenovirus DNA Not Detected | Not Available | 48 hrs | 3 days a week | A.M. | 1mL
17 | AFBS | ACID FAST BACILLI (AFB) SMEAR, SPUTUM (CONCENTRATION) | Sterile, Leak proof, Screw Top Container or Culturette | Microbiology TGH Laboratory | Sputum | 87206 | ​CONC AFB Smear, Mycobacterium Smear, MAI Smear | LAB2053 | Cut off time for specimen receipt is 1300 in the microbiology department. Specimens received after 1300 will be run the next day at 1300. This is a routine concentrated smear. For STAT AFB smears, see "AFB Smear, STAT". | Microscopic Exam | There are more than 70 species of Mycobacteria of which the primary pathogen is M. tuberculosis. Tuberculosis is a chronic, granulomatous disease caused by M. tuberculosis. Identification, and, if appropriate, antibiotic sensitivity, is required to initiate necessary therapy. | No acid fast bacilli seen | Not Available | 24 hrs. | 7 days a week | P.M. | See Special Instructions for AFB culture
16 | AFBCO | ACID FAST BACILLI (AFB) CULTURE, BONE (CONCENTRATION) | Sterile, Leak proof, Screw Top Container | Microbiology TGH Laboratory | Bone | 87116 87015 | ​AFB Culture Ortho, Mycobacterium Culture Bone | LAB2051 | ORTHO PROTOCOL: Specimen must be collected in surgery. Five Bone chips are submitted for routine culture, AFB culture and smear, and Gram Stain. Histology specimen requires formalin. Anaerobic culture must be submitted in an anaerobe port-a-cult tube. | Conventional Culture | There are more than 70 species of Mycobacteria of which the primary pathogen is M. tuberculosis. Tuberculosis is a chronic, granulomatous disease caused by M. tuberculosis. Identification, and, if appropriate, antibiotic sensitivity, is required to initiate necessary therapy | No acid fast bacilli isolated | Not Available | 8 weeks | 7 days a week | P.M. | 1 bone chip
434 | AHA | Histone Antibodies | Red Top (No Additive) | Quest Diagnostics | Serum | 83516 | ​​Anti-Histone Ab | LAB2209 | ​Sent to reference laboratory. 0.3 mL refrigerated serum. OVERNIGHT FASTING PREFERRED | Enzyme Immunoassay | ​Histone Antibody is present in 80-95% of patients with drug-induced systemic lupus erythematosus (SLE), 20-50% of patients with idiopathic SLE, and infrequently in patients with other autoimmune connective tissue diseases. | ​Histone Ab Units <1.0 Negative 1.0-1.5 Weak Positive 1.6-2.5 Moderate Positive >2.5 Strong Positive | Not Available | 4 - 7 days | Monday, Wednesday, Friday | A.M. | 2 mL (4 microtainers)
18 | AFBSO | ACID FAST BACILLI (AFB) SMEAR, BONE (CONCENTRATION) | Sterile, Leak proof, Screw Top Container | Microbiology TGH Laboratory | Bone | 87206 | ​CONC AFB Smear Ortho, Mycobacterium Smear, Bone | LAB2052 | ORTHO PROTOCOL: Specimen must be collected in surgery. Five Bone chips are submitted for routine culture, AFB culture and smear, and Gram Stain. Histology specimen requires formalin. Anaerobic culture must be submitted in an anaerobe port-a-cult tube. | Microscopic Exam | There are more than 70 species of Mycobacteria of which the primary pathogen is M. tuberculosis. Tuberculosis is a chronic, granulomatous disease caused by M. tuberculosis. Identification, and, if appropriate, antibiotic sensitivity, is required to initiate necessary therapy. | No acid fast bacilli seen | Not Available | 24 hrs. | 7 days a week | P.M. | 1 bone chip
35 | AFPMS | Alpha-Fetoprotein(AFP), Maternal, Serum | Red Top (No Additive) | Genzyme Genetics | Blood | 82106 | ​​AFP Maternal Screen | LAB692 | Sent to reference laboratory. Floor / client must fill out GENZYME form with the following information - Specimen draw date, Patient name, DOB, Ethnicity / Race, Weight, Number of fetuses in this pregnancy, Gestational age of pregnancy, preferably by ultrasound. Complete patient history. |  | ​Testing of alpha feto protein is useful for the detection of neural tubes defects. | ​See Report. | Not Available | 4 - 7 days | 5 days a week (M-F). Not performed on holidays | A.M. | 5 mL
21 | AFP4 | ALPHA-FETOPROTEIN (AFP) PLUS 4 | Red Top (No Additive) | Genzyme Genetics | Blood | 82105, 84702 | ​AFP4 (Quad Screen)-Maternal, AFP4 | LAB2101 | Sent to reference laboratory. Floor/ client must fill out GENZYME form with the following information - Specimen draw date, Patient name, DOB, Ethnicity / Race, Weight, Number of fetuses in this pregnancy, Gestational age of pregnancy, preferably by ultrasound. Complete patient history. |  | The maternal serum biochemical quad screen is used for prenatal screening of Down syndrome (DS) (Trisomy 21), Edward's syndrome (Trisomy 18), and open neural tube defects (ONTD) and ventral abdominal wall defects. This profile includes alpha-fetoprotein (AFP), unconjugated estriol (uE3), human chorionic gonadotropin (hCG) and Inhibin. | See Report | Not Available | 4 - 7 days | 5 days a week (M-F). Not performed on holidays | A.M. | 5 mL
11 | ACCARN | ACYLCARNITINE, PLASMA | Green Top (Sodium Heparin) preferred, Red Top (No Additive) | Quest Diagnostics | Plasma or Serum | 82017 | ​​ | LAB429 | Sent to reference laboratory. Call lab for tube. 0.2 mL frozen plasma/serum. Instructions: Instruction: Patient should be in a well-fed state. Collect blood sample in sodium heparin (green- top) tube. Separate plasma by centrifugation as soon as possible. Avoid hemolysis. Remove plasma and place in plastic tube. Freeze immediately after separation. 14531 | Liquid Chromatography Tandem Mass Spectrometry | Acylcarnitines are important intermediates in fatty acid oxidation. Elevations in specific acylcarnitines can be diagnostic for several fatty acid oxidation disorders and organic acidurias.Elevation of one or more acylcarnitines is diagnostic for an organic aciduria or a fatty disorder. A low Carnitine level m ay mask a disease state. | Accompanies Report | Not Available | 6 days | Tuesday, Thursday, Saturday | A.M | 1mL (2 microtainers)
19 | AFBB | ACID FAST BACILLI (AFB) CULTURE, BLOOD | Blood- Bactec Myco/F Lytic aerobic blood bottle | Quest Diagnostics | Blood or Bone Marrow | 87116 | ​AFB Blood Culture, Mycobacteria, or MAI Blood Culture | LAB246 | This culture is not a routine bacterial culture and sensitivity. This is for acid fast bacteria or Mycobacteria sp. such as M. tuberculosis or M. avium (MAI). Available in lab only. Request for containers in Microbiology x65720. | Continuously Monitoring Blood Culture System | There are more than 70 species of Mycobacteria of which the primary pathogen is M. tuberculosis. Tuberculosis is a chronic, granulomatous disease caused by M. tuberculosis. Identification, and, if appropriate, antibiotic sensitivity, is required to initiate necessary therapy | See Laboratory Report | Collection only | 49 days | 7 days a week | p.m., nights | 1.0mL whole blood or bone marrow (5mL preferred)
26 | ALC | Alcohol | Red Top (No Additive), Green Top (Lithium Heparin) | Chemistry TGH Laboratory | Blood | 82055 | ​Alcohol, ETOH, Ethanol | LAB46 |  | Enzymatic rate | Quantitation of alcohol for the medical screening of patients. This test is used to diagnosis alcohol intoxication and determine appropriate therapy. | Negative | 1 hour | 4 hrs | 7 days | 24 hrs | 0.5 mL (1 microtainer)
27 | ALDO | Aldolase, Serum | Red Top (No Additive) | Quest Diagnostics | Serum | 82085 | ​​Aldolase | LAB556 | Sent to reference laboratory. 1.0 ml FROZEN serum. Hemolyzed specimens are not acceptable. 0212 | Enzymatic | Although not specific for skeletal muscle, aldolase is useful in the diagnosis and monitoring of many skeletal muscle disorders. Concentrations may be increased more than ten-fold in the early stages of progressive muscular dystrophies | Adult Reference Ranges: ≤ 8.1 U/L Pediatric Reference Ranges: <24 months: 3.4-11.8 U/L 2-17 years: 3.4-8.6 U/L | Not Available | 3 - 5 days | Monday - Friday | A.M. | 2 mL (4 microtainers)
422 | AHP | Hepatitis Panel Acute, Serum | Red Top (No Additive) | Immunology TGH Laboratory | Serum | 80074 | ​​Acute Hepatitis Panel;​Hepatitis A, B, C Panel | LAB551 | ​Includes: Hepatitis B Surface Antigen, Hepatitis B Core IgM, Hepatitis A IgM and Hepatitis C. | Chemiluminescence | ​See individual assays hepatitis B Surface Antigen, Hepatitis B Core IgM, Hepatitis A IgM and Hepatitis C. | ​Non-Reactive for all tests | Not Available | Within 24 hrs. | 7 days a week | A.M. | 4 mL (8 microtainers)
105 | AMBIL | Bilirubin, Amniotic Fluid | Sterile, Leak proof, Screw Top Container | Quest Diagnostics | Amniotic Fluid | 82247 | DOD 450, Delta OD 450; Bilirubin, Amniotic | LAB9751 | ​Sent to reference laboratory. Collect 3.0 mL of amniotic fluid. Duration of pregnancy on test request form. Wrap tube in aluminum foil to protect from light. Lab handling requirements: Centrifuge, separate supernatant, and send both supernatant and sediment frozen in separate plastic vials. Label specimens appropriately (sediment and supernatant). Ship specimen frozen on dry ice. Do not thaw. | Spectrophotometry |  | ​Accompanies report | Not Available | 2 - 4 days | Monday - Friday | P.M. | 3 mL amniotic fluid
50 | AMI | Amitriptyline Level | Red Top (No Additive)-Preferred, Lavender Top (EDTA), sodium heparin (Green) | Quest Diagnostics | Serum or Plasma | 80152 | ​Amitriptyline​,Elavil, Aventyl,Nortriptyline | LAB681 | Sent to reference laboratory. 1.5 mL refrigerated serum/EDTA plasma Instructions: Patient preparation: Collect as a trough or at least 12 hours after last dose. 3 mL serum collected in a red-top tube. Do not use serum separator (gel barrier) tubes. 890 | Liquid Chromatography | ​Amytriptyline is a tricyclic antidepressant used in the treatment of depressive disorders. The drugs are useful in treatment of autonomous or endogenous depressions. Characteristics of these depressions are a lack of responsibilities to environmental events or interpersonal interactions, along with such symptoms as loss of appetite, anergia, anhedonia, decreased productivity, and disturbances of sleep, sexual drive, and motor activity. Amitriptyline is metabolized to Nortriptyline, which is also an active tricyclic antidepressant. Side effects are primarily anticholinergic, consisting of dry mouth, epigastric distress, constipation, palpitations, blurred vision, urinary retention, tachycardia, and hypotension. Toxicity can lead to arrhythmias, coma and death. | ​Amitriptyline : No age/sex specific ranges for this test Nortriptyline : No age/sex specific ranges for this test Amitriptyline + Nortriptyline : 120-250 mcg/L Detection limit : 5 mcg/L | Not Available | 3 - 5 days | Monday - Friday | A.M. | 3 mL
550 | AMA | Mitochondrial Antibody, Serum | Red Top (No Additive) | Quest Diagnostics Nicholas Institute | Blood (Serum) | 86255 | ​​​​Anti-Mitochondrial Antibody, AMA, Mitochondrial Antibody with Reflex | LAB724 | Sent to a reference lab. ​Specimen will be rejected if hemolyzed or lipemic. Transport refrigerated. | Immunoassay (IA) | ​A high Anti-Mitochondrial Antibody (AMA) titer supports the diagnosis of primary biliary cirrhosis (PBC). Low titers of AMA may be detected in other liver disorders, which include chronic active hepatitis and crypotgenic cirrhosis. Mitrochondrial M2 Antibody has an even higher specificity for PBC. If Mitochondrial Antibody Screen is positive, Mitochondrial Antibody Titer will be performed at an additional charge (CPT 86256). | ​Negative | Not Available | Next Day | Monday - Friday | AM | 0.1 mL serum (2 microtainers); 0.5 mL serum preferred
38 | ALGLCB | Alpha-Globin Common Mutation Analysis, Whole Blood | Lavender top (EDTA) – preferred, Royal Blue top (EDTA), Green Top (Sodium or Lithium heparin), Yellow top (ACD-A or ACD-B) | Quest Diagnostics Nichols Inst San Juan Capistrano | Whole Blood | 81257 | ​Alpha-Globin Common Mutation​,Alpha-Globin DNA Analysis, Hemoglobin Barts Hydrops Fetalis, Thalassemia, Alpha DNA Mutation, Alpha-Globin Gene Analysis, Alpha Thalassemia Gene Mutation Analysis, Alpha DNA Analysis, Hemoglobin H Disease, Alpha Thalassemia DNA Screen, Alpha Thalassemia Trait, Alpha Thalassemia DNA Analysis, Alpha-Globin Gene Mutation Analysis, Alpha-Globin DNA Mutation Analysis, Alpha-Thalassemia | LAB5929 | ​Sent to reference laboratory. 5 mL whole blood collected in a lavender top (EDTA). This germline genetic test required physician attestation tat patient consent has been received. Transport at room temperature. | Polymerase Chain Reaction (PCR) | ​Alpha Thalassemia is a common hereditary trait and disease among individuals of Asian heritage. Disease ranges in severity from mild abnormalities of erythrocytic indices to severe anemia. Genetic counseling may be advised for some patients. | ​See laboratory report. | Not Available | 8 days | Sunday | PM | 3 mL
267 | ALA | Delta Aminolevulinic D Acid(ALA), Random Urine | Sterile, Leak proof, Screw Top Container | Quest Diagnostics | Urine | 82135 | ​​D-Aminolevulinic Acid | LAB356 | ​Sent to reference laboratory. 10 mL Random Urine with no preservative. Keep refrigerated. Room temperature stability is not established. Wrap container in aluminum foil to protect from light. Do not use first morning void, late evening specimen (after 8:00 PM), or specimen after excessive fluid intake. | Colorimetric | ​ALA is a precursor to uroporphyrin, coproporphyrin, and protoporphyrin. Concentrations of ALA are greatly increased in many patients with acute neurological forms of porphyrias and in some patients with chronic alcohol abuse. | ​0.03 – 0.54 mg/dL Detection limit: 0.03 mg/dL | Not Available | Report available: 3 days | Monday, Wednesday, Friday | P.M | 1.0 mL Urine, minimum. 10.0 mL Urine, preferred
42 | AMIKP | Amikacin Peak | Green Top (Lithium heparin), preferred Red Top (No additive) | Chemistry TGH Laboratory | Blood | 80150 | ​​ | LAB2104 | ​Collect at end of a 60 minute IV infusion, or 30 minutes after the end of 30 minute infusion, or 60 minutes after IM dose. Add on specimens accepted within 24 hours | Particle-enhanced turbimetric inhibition immunoassay (PETINA) | ​Amikacin is cleared by the kidneys and may cause nephrotoxicity and irreversible toxicity. Therapeutic drug monitoring is useful to optimize dose and avoid toxicity. | ​Therapeutic: 15-25 ug/mL | N/A | 1 hour | 7 days a week | 24 hrs | 1 mL, preferred. 0.2 mL, minimum volume
31 | ALKPHF | Alkaline Phosphatase Fractionation | Green (Li Heparin)-Preferred, Red Top (No Additive), Gold Top (SST) | Chemistry TGH Laboratory | Blood | 84078 | ​​Heat Fractionated Alkaline Phos | LAB2289 |  | Kinetic rate | ​The majority of alkaline phosphatase activity is derived from the liver and bone. When the total alkaline phosphatase activity is increased this test determine whether is from the bone or liver. |  | 2 hrs. | 4 hrs | 7 days a week | 24 hrs. | 3 mL
29 | ALDUR | ​Aldosterone, 24-Hour Urine | 24 hr Urine Container, refrigerate during and after collection | Quest Diagnostics | Urine | 82088 | Aldosterone, Urine​ | LAB354 | 0.8 mL refrigerated urine (minimum Volume). Transport refrigerated. Instructions: Collect urine with 10 grams of Boric Acid to maintain pH below 7.5. Record 24-hour urine volume on test request form and urine vial. Refrigerate during and after collection. Sample without preservative is acceptable if kept refrigerated during collection. It is acceptable to add preservative after collection if urine was refrigerated during collection. 13856 | Extraction, Radioimmunoassay | Aldosterone is a hormone produced by the adrenal glands. Patients with primary hyperaldosteronism exhibit hypokalemia, hypertension, and low direct renin concentrations. | See report | Not Available | 7 days | Tuesday, Thursday, Sunday | nights | 0.8 mL aliquot from a 24 hour collection, minimum 5.0 mL aliquot from 24 hour collection preferred
40 | ALUM | Aluminum | Plasma collected in Dark Blue Top (EDTA) | Quest Diagnostics | Plasma | 82108 | ​​Aluminum, Plasma | LAB665 | ​Draw one DB (dark blue) Vacutainer of blood and discard. Draw second Vacutainer. Allow to clot in an upright position. Centrifuge and pour (do not pipette) the serum or plasma into a metal-free tube. | Atomic Absorption Spectrometry | ​Aluminum may be increased in patients on dialysis or on aluminum antacid medications and in patients with renal failure and Alzheimer's disease. Aluminum accumulates in bone and hair. | ​Plasma mcg/L 7 OR LESS DIALYSIS PATIENT: 30 OR LESS | Not Available | 3 - 5 days | Monday - Friday | P.M. | 2.0 mL plasma preferred. 0.7 mL plasma minimum volume.
28 | ALDOS | Aldosterone, Serum | Preferred specimen Red Top (No Additive, no gel) Alternate specimen(s): plasma collected in: EDTA (Royal Blue Top), Sodium Heparin (Green), lithium heparin (Green), EDTA (Lavender) | Quest Diagnostics | Serum or Plasma | 82088 | ​Aldosterone, LC/MS/MS | LAB557 | Sent to reference laboratory. 1.0 mL serum/plasma. Minimum 0.25 mL serum or plasma. SST tubes are unacceptable. Draw blood in a no-additive (red-top) tube. Separate serum after clotting. Ship serum refrigerated. Do not submit glass tubes. Draw upright samples at least 1/2 hour after patient sits up. (53532) | Liquid Chromatography Tandem Mass Spectrometry | Approximately 1-2% of individuals with primary hypertension have primary hyperaldosteronism characterized by hypokalemia (low potassium) and low direct renin. Because serum aldosterone concentrations vary due to dietary sodium intake and body position, some physicians prefer measurement of 24-hour urine concentrations for aldosterone. |  | Not Available | 3 - 5 days | Monday, Wednesday, Friday | P.M. | 2 ml
23 | ALB | Albumin, Serum | Green (Li Heparin)-Preferred, Red Top (No Additive), Gold Top (SST) | Chemistry TGH Laboratory and Brandon Healthplex Laboratory | Blood | 82040 | ​​​Albumin | LAB45 | Add on specimens accepted within 48 hours. | Rate nephelometry | Serum albumin measurements are used in monitoring and treatment of numerous diseases involving primarily the liver and kidney. Its main value lies in the follow up therapy where improvement in the serum level is the best sign of successful medical treatment. | 3.5 – 5.0 gm/dL | 1 hour | 4 hrs | 7 days | 24 hrs | 0.5 mL (1 microtainer)
30 | ALKP | Alkaline Phosphotase, Serum | Green (Li Heparin)-Preferred, Red (No Additive), Gold (SST) | Chemistry TGH Laboratory | Blood | 84075 | ​Alkaline Phosphotase​ | LAB112 | Add on specimens accepted within 48 hours. | Kinetic rate | ​The majority of alkaline phosphatase activity is derived from the liver and bone. Concentrations are increased in patients with biliary obstructive disorders, tumors involving the liver and bone, and numerous other conditions. | ​40 - 150 U/L | 1 hr. | 4 hrs | 7 days a week | 24 hours | 0.5 mL (1 microtainer)
39 | ALTP | Alternate Pathway, Serum | Red Top (No Additive) | National Jewish Center | Serum | 86162 | ​Alternate Pathway,​AH50 | LAB2914 | ​Sent to reference laboratory. Sample must be centrifuged, and serum separated and frozen within one hour of collection. 0.5 mL frozen serum (minimum volume)114152 | Hemolytic Assay | ​The alternative pathway of the complement system is an innate component of the immune system's natural defense against infections which can operate without antibody participation. | ​28 - 144 U/mL | Not Available | 4 weeks from setup | Varies. |  | 1 mL serum, preferred. 0.5 mL serum minimum volume
43 | AMIKT | Amikacin Trough | Green Top (Lithium heparin), preferred Red Top (No additive) | Chemistry TGH Laboratory | Blood | 80150 | ​​ | LAB2105 | ​Collect as a trough just prior to next dose. Add on specimens accepted within 24 hours. | Particle-enhanced turbimetric inhibition immunoassay (PETINA) | ​Amikacin is cleared by the kidneys and may cause nephrotoxicity and irreversible toxicity. Therapeutic drug monitoring is useful to optimize dose and avoid toxicity. | ​Therapeutic: 0-5 ug/mL | N/A | 1 hour | 7 days a week | 24 hrs | 1 mL, preferred. 0.2 mL, minimum volume
44 | AMINAA | AMINO ACID ANALYSIS, LC/MS, CSF | Sterile, Leakproof, Screw Top Container | Quest Diagnostics Nichols Institute | CSF | 82139 | Amino Acid Analysis, CSF | LAB7481 | ​Sent to reference laboratory. Preferred 1 mL CSF. Transport Frozen preferred; Refrigerated is acceptable; Room temperature is unacceptable. Stability: Refrigerated: 7 Days; Frozen: 30 Days. | Chromatography Mass Spectrometry | ​Amino Acid analysis is necessary for the diagnosis of a variety of inborn errors of metabolism. These include, but are not limited to, phenylketonuria, tyrosinemia, citrullinemia, non-ketotic hyperglycemia, maple syrup urine disease, and homocystinuria. The assay is also key for the continued monitoring of treatment plans for these disorders and useful for assessing nutritional status of patients. Quest’s methodology is highly accurate at very low levels as well as at elevated levels. | ​See Report. | Not Available | 4 - 5 days | 5 days a week | AM | 0.25 mL CSF
41 | AMIKR | Amikacin Random | Green Top (Lithium heparin) preferred Red Top (No additive) | Chemistry TGH Laboratory | Blood | 80150 | ​​ | LAB145 | ​Collect trough just prior to next dose. Collect peak at end of 60 minute IV infusion or 30 minutes after end of 30 minute IV infusion or 60 minute IM dose. Add on specimens accepted within 5 days | Particle-enhanced turbimetric inhibition immunoassay (PETINA) | ​Amikacin is cleared by the kidneys and may cause nephrotoxicity and irreversible toxicity. Therapeutic drug monitoring is useful to optimize dose and avoid toxicity. | ​Peak: 15 – 25 ug/mL Trough: 0 – 5 ug/mL Random: 0-25 ug/mL | N/A | 1 hour | 7 days a week | 24 hrs | 1.0 mL, preferred. 0.2 mL, minimum volume.
89 | ARBS | Arbovirus Panel, Blood | Red Top (No Additive) | Focus Diagnostics | Serum | 86651x2, | ​​Arbovirus AB Panel | LAB2005 | ​Sent to reference laboratory. 0.2 mL refrigerated serum. 349808 | Immunofluorescence Assay | ​INCLUDES THE FOLLOWING TESTS: Eastern Equine IgG, Eastern Equine IgM, California IgG, California IgM, St Louis IgG, St. Louis IgM, Western Equine IgG, Western Equine IgM. Arboviruses (arthropod-borne viruses) are a large group of viruses that are spread mainly by blood-sucking insects. In the United States, arboviruses are most commonly spread by mosquitoes. Most people infected with arboviruses have few or no symptoms, but arboviruses can cause serious and potentially fatal inflammation of the brain (encephalitis) as well as other complications. | ​Negative | Not Available | 4 - 7 days | Monday - Friday | A.M. | 2 mL (4 microtainers)
90 | ARBCF | Arbovirus Antibody Panel, CSF | Sterile, Leakproof, Screw Top Container | Focus Diagnostics | CSF | 86651, 86652 | ​​Arbovirus AB CSF | LAB2893 | ​Sent to reference laboratory. 0.5 mL refrigerate CSF 18344 | Immunofluorescence Assay | ​INCLUDES THE FOLLOWING TESTS: Eastern Equine IgG; Eastern Equine IgM; California Equine IgG; California Equine IgM; St Louis Equine IgG; St Louis Equine gM; Western Equine IgG: Western Equine IgM Arboviruses (arthropod-borne viruses) are a large group of viruses that are spread mainly by blood-sucking insects. In the United States, arboviruses are most commonly spread by mosquitoes. Most people infected with arboviruses have few or no symptoms, but arboviruses can cause serious and potentially fatal inflammation of the brain (encephalitis) as well as other complications. | ​Accompanies Report | Not Available | 4 - 7 days | Monday - Friday | A.M. | 0.5 mL CSF
91 | ARHMB | Arsenic, Blood | Royal Blue Top (EDTA) preferred, lavender Top (K2EDTA) | Quest Diagnostics | Whole Blood | 82175 | ​​ | LAB2112 | ​Sent to reference laboratory. Call lab for tube. 2 mL refrigerated whole blood Patient should refrain from eating seafood and taking herbal supplements at least 48 hours prior to sample collection. | Inductively Coupled Plasma - Mass Spectrometry | ​Arsenic is widely distributed in the earth's crust. Arsenic is used in some pesticides and industrial applications. Arsenic toxicity can cause skin changes, respiratory illness, nausea and vomiting, and other effects. | ​<23 mcg/L. Urine is usually the best specimen for the analysis of arsenic in body fluids. Blood levels tend to be low even when urine concentrations are high. | Not Available | 4 - 7 days | Monday, Wednesday, Friday | P.M. | 2 mL
53 | AML | Amylase, Serum | Green (Li Heparin)-Preferred, Red Top (No Additive), Gold Top (SST) | Chemistry TGH Laboratory | Serum or Plasma | 82150 | ​​Amylase | LAB48 | ​Add on specimens accepted within 48 hours. | Enzymatic rate | ​Amylase is produced in the pancreas. Increased concentrations may reflect acute inflammation of the pancreas. Mumps, perforated peptic ulcers, and other medical conditions likewise may increase the amylase concentration. | ​25 - 125 U/L | 1 hr. | 4 hrs | 7 days a week | 24 hrs. | 0.5 mL (1 microtainer)
81 | ANCTA | ANTINEUTROPHIL CYTOPLASMIC ANTIBODY (ANCA), SERUM | Red Top (No Additive) | Quest Diagnostics | Serum | 86021 (x2) | ​​ANCA (PANCA & CANCA) | LAB458 | ​Sent to reference laboratory. 0.3 mL refrigerated serum. Avoid hemolysis. 36733 | Enzyme Immunoassay | ​Neutrophil Cytoplasmic Auto antibodies (ANCA) are specific for specific types of vasculitis. PR-3 or cytoplasmic antinuclear cytoplasmic antibody is often present with Wegener's granulomatosis, a necrotizing granulomatosis vascular disease typically involving the respiratory tract and kidneys. Myeloperoxidase or perinuclear antinuclear cytoplasmic antibody is useful to detect several types of systemic necrotizing vasculitis such asmicroscopic polyarteritis and crescentic glomerulonephritis. | ​Proteinase-3 Ab U/mL <6 NEGATIVE 6-9 EQUIVOCAL >9 POSITIVE Myeloperoxidase Ab U/mL <6 NEGATIVE 6-9 EQUIVOCAL >9 POSITIVE | Not Available | 3 - 5 days | Monday - Friday | A.M | 1.0 mL serum preferred. 0.3 mL serum (minimum volume)
70 | ANGCOE | Angiotensin Converting Enzyme (ACE), Serum | Red Top (No Additive) | Quest Diagnostics | Serum | 82164 | ​Angiotensin Enzyme Serum, ​ACE level | LAB180 | ​Sent to reference laboratory. 1.0 mL serum, centrifuge refrigerated within 1 hour of collection. Separate serum from clot. Stable 7 days refrigerated. 5632 | Kinetic | ​Sarcoidosis can cause a multifocal or diffuse neuropathy. Serological testing for suspected infections or for angiotensin converting enzyme (ACE) levels in sarcoidosis is helpful in the evaluation and diagnosis of patients with neuropathy. Elevated concentrations of ACE may be observed with Gaucher disease, alcoholic cirrhosis, renovascular hypertension, as well as in those receiving diuretic therapy. | Pediatric range: 6 Months-17 Years: 13-100 U/L Adult range: 9-67 U/L | Not Available | 3 - 5 days | Monday - Saturday | P.M | 0.5 mL serum, minimum. 1.0 mL preferred
58 | ANACO | Culture, Anaerobe, Bone | Anaerobic Transport Media | Microbiology TGH Laboratory | Bone | 87075 | ​ANA Culture Ortho,​Bone Protocol | LAB2054 | ​ORTHO PROTOCOL: Specimen must be collected in surgery. Five Bone chips are submitted for routine culture, AFB culture and smear, and Gram Stain. Histology specimen requires formalin. Anaerobic culture must be submitted in an anaerobe port-a-cult tube. | Conventional Culture | ​Anaerobic bacteria can be found in deep wounds, abscesses, blood, and internal organs. Culture allows for identification of organism and selection of appropriate antimicrobial therapy. | ​No Anaerobic Growth | Not Available | 2 weeks | 7 days a week |  | 1 Anaerobic port-a-cult
87 | APOABP | Apolipoprotein A1 & B | Red Top (No Additive) | Quest Diagnostics | Serum | 82172 (x2) | ​​ | LAB2164 | ​Sent to reference laboratory. 0.5 mL refrigerated serum Fasting for at least 12 hours is required. 22272 | Nephelometry | ​Apo lipoprotein A1 is the primary protein associated with HDL cholesterol. Like HDL cholesterol, increasedconcentrations are associated with reduced risk of cardiovascular disease.Apo lipoprotein B-100 is the primary protein associated with LDL cholesterol and other lipid particles. Like LDL cholesterol, increased concentrations are associated with increased risk of cardiovascular disease. The ratio of these two proteins correlates with risk of cardiovascular disease. | ​Apo lipoprotein A Apo lipoprotein B mg/dL ADULT MALES: 94-176 mg/dL ADULT MALES: 52-109 mg/dL ADULT FEMALES: 101-198 mg/dL ADULT FEMALES: 49-103 mg/dL Apo B/A1 Ratio ADULTS: BELOW AVERAGE RISK: AVERAGE RISK: ABOVE AVERAGE: LESS THAN 0.29 0.29-1.30 GREATER THAN 1.30 | Not Available | 4 - 7 days | Monday - Saturday | A.M. | 2 mL
51 | AMON | Ammonia | Lavender Top (K2 EDTA)-preferred, Green top (Lithium or sodium heparin) | Immunology TGH Laboratory | Blood | 82140 | ​​​​NH3; NH4 | LAB47 | ​Send to lab on ice. Must be delivered to the lab within 15 minutes of collecton. Specimen cannot be separated and frozen for transfer to the lab. | Enzymatic rate | ​Ammonia is elevated in liver disease, Reye syndrome, urea cycle enzyme deficiencies, and other medicalconditions. The correlation with hepatic coma is poor. | ​31 – 123 ug/dL | 1 hour | 1 our | 7 days a week | 24 hours a day | 1 mL (2 microtainers)
86 | APOA1 | Apolipoprotein A1 | Red Top (No Additive) | Quest Diagnostics | Serum | 82172 | ​​ | LAB2163 | ​Sent to reference laboratory. 1.0 mL refrigerated serum Fasting for at least 12 hours is required. 22252 | Fixed Rate Time Nephelometry | ​Apo lipoprotein A1 is the primary protein associated with HDL cholesterol. Like HDL cholesterol, increased concentrations are associated with reduced risk of cardiovascular disease. | ​Apo lipoprotein A1 mg/dL ADULT MALES: 94-176 ADULT FEMALES: 101-198 | Not Available | 4 - 7 days | Monday - Saturday | P.M. | 1.0 mL serum
8 | ASMAB | ACTIN (SMOOTH MUSCLE) ANTIBODY (ASMA), (IGG) | Red Top (No Additive) | Quest Diagnostics | Serum | 83516 | ANTI-SMOOTH MUSCLE AB,Actin (Smooth Muscle) Antibody​ | LAB3446 | Sent to reference laboratory. 0.5 ml refrigerated serum preferred, 0.25 mL serum, minimum volume 15043 | Enzyme Linked Immunosorbent Immunoassay | Anti-smooth muscle antibodies (Anti-SMA) were previously tested for by indirect Immunofluorescence (IF) using rat stomach as antigen. The smooth muscle in these sections contains numerous proteins, including: microfilaments (which contain F-actin), intermediate filaments, and microtubules. Of these proteins, F-actin has the closest association with autoimmune hepatitis type 1 (AIH 1). To enhance our testing specificity for AIH type 1, Immunofluorescence has been replaced by an ELISA based assay to purified F-actin. IgG antibodies to F-actin are present in approximately 75% of patients with AIH type 1, approximately 65% of patients with autoimmune cholangitis, approximately 30% of patients with primary biliary cirrhosis (PBS), and approximately 2% of healthy controls. High values are closely correlated with AIH type 1. | Actin Antibody (IgG) U <20 NEGATIVE 20-30 WEAK POSITIVE >30 HIGH POSITIVE | Not Available | 3 - 5 days | Monday - Friday | A.M. | 0.25 mL serum
49 | AMIOD | Amiodarone Level | Red Top (No Additive, no SST tubes) preferred, Green Top (Lithium Heparin), Green Top (Sodium Heparin), Lavender Top (EDTA) | Quest Diagnostics | Serum or Plasma | 82492 | ​​​Amiodarone | LAB567 | ​Sent to reference laboratory. 1 mL refrigerated serum/plasma. Centrifuge within 1 hour of collection. Immediately separate serum or plasma from the cells into clean, plastic, screw-cap vial. Do not use gel barrier tubes. (No SST tubes) 19902. | High Performance Liquid Chromatography | ​Amidarone is an anti-arrythmic drug. Therapeutic drug monitoring is useful to monitor compliance and avoid toxicity. | Amiodarone, Serum mcg/mL : 1.5-2.5 TOXIC: >2.5 Desethylamiodarone mcg/mL : 1.5-2.5 Toxic effects have been observed at levels as low as 2.0 mcg/mL | Not Available | 3 - 5 days | Monday - Friday | A.M. | 3 mL serum or plasma preferred. 1 mL serum or plasma (minimum volume)
57 | ANAC | Culture, Anaerobic | Anaerobic Transport Media | Microbiology TGH Laboratory | See Special Instructions | 87075 | ​Anaerobe Culture,​Actinomyces Culture, Bacteroides Culture, Clostridium | LAB233 | All fluids must be sent via Port-A-Cult vials; all tissue, wounds must be sent via Port-A-Cult tubes. Excluded sites: blood, mucous membranes, skin, vaginal, cervical, and intestinal cultures. Port-A-Cult tubes/ vials are available from SPD. | Conventional Culture | ​Anaerobic bacteria can be found in deep wounds, abscesses, blood, and internal organs. Culture allows for identification of organism and selection of appropriate antimicrobial therapy. | ​No Anaerobic Growth | Not Available | 2 days if no growth | Inoculated 7 days a week | 24 hrs. a day | 1 mL or 1 swab
88 | APOB | Apolipoprotein B | Red Top (No Additive) | Quest Diagnostics | Serum | 82172 | ​​ | LAB2165 | ​Sent to reference laboratory. 0.5 mL refrigerated serum minimum. Preferred is 1mL refrigerated serum. Fasting for at least 12 hours is required. 22262 | Nephelometry | ​There are two major forms of Apolipoprotein B, B-100 and B-48. B-100, synthesized in the liver, is the major protein in VLDL, IDL, and LDL cholesterol. B-48, synthesized in the intestines, is essential for the assembly and secretion of chlyomicrons. Patients with increased concentrations of Apolipoprotein B are at increased risk oftherosclerosis. | ​Apolipoprotein B mg/dL ADULT MALES: 52-109 ADULT FEMALES: 49-103 | Not Available | 3 - 5 days | Monday - Saturday | P.M. | 2 mL
52 | AMPH | Amphetamine/Methamphetamine, Urine | Sterile, Leak proof, Screw Top Container | Chemistry TGH Laboratory | Urine | 80101 | ​Amphetamine/Methamphetamine​ | LAB357 | ​Test performed only on urine | Enzyme Immunoassay |  | ​Negative | 1 hr. | 4 hrs. | 7 days a week | 24 hrs. a day | 1 mL Urine
84 | ASOAB | STREPTOLYSIN ANTIBODY (ASO) | Red Top (serum separator tube) | Quest Diagnostics | Serum | 86063 | ​AntiStreptolysin-O,ASO titer | LAB1178 | ​1.0 mL refrigerated serum. Overnight fasting is preferred. 0312 | Immunoturbidometry | ​Antistreptolysin-O is useful in confirming exposure to Streptococcus pyrogenes in the absence of other laboratory evidence. | ​>17 years: ≤ 200 IU/mL ≤17 years: <150 IU/mL | Not Available | Next day | Monday - Friday | A.M. | 0.5 mL serum minimum; 1.0 mL serum preferred
467 | AMINS | Fish, Insight, Amniotic Fluid | Sterile, Leak proof, Screw Top Container | Genzyme Genetics | Amniotic Fluid | 88275 88271 (x3) | Insight Fish | LAB2038 | ​Sent to reference laboratory. Floor / client must fill out GENZYME form with the following information - Specimen draw date, Patient name, DOB, Ethnicity / Race, Weight, Complete patient history. | Fluorescence In Situ Hybridization |  |  | Not Available | 4 - 7 days | 5 days a week (M-F). Not performed on holidays | AM | 3 mL
94 | ASPAG | Aspergillus Antigen | Red Top (No Additive) | Quest Diagnostics | Serum | 87305 | ​Aspergillus AG | LAB2910 | ​Sent to reference laboratory. 1 mL frozen serum (this test code is for serum only)14950 | Immunoassay | ​The Platelia(R) Aspergillus EIA is used for the detection of Aspergillus galactomannan antigen in serum or bronchial alveolar lavage (BAL) by enzyme immunoassay. The Platelia(R) Aspergillus EIA is an aid in the early diagnosis of invasive aspergillosis. This assay is to be used and test results interpreted in conjunction with other conventional diagnostic procedures, such as microbiological culture, histologic examination of biopsy samples, and other signs and symptoms for detection of Aspergillus infection. | ​Aspergillus Ag: Index < 0.5 Result Interpretation Sera with an index < 0.5 are considered to be negative. Sera with an index > or = 0.5 are considered to be positive. A positive result for patients being treated with piperacillin-tazobactam and other beta-lactam antibiotics such as amoxicillin-clavulanate may be a false positive due to cross-reactivity and should be viewed in conjunction with all clinical findings. Positive results with this assay have also been reported in patients infected with Penicillium marneffei and Cryptococcus. | Not Available | 3 - 5 days | Monday - Friday | P.M. | 3 mL (6 microtainers)
83 | APA | PLATELET ANTIBODY, DIRECT, FLOW CYTOMETRY | Lavender Top (K2 EDTA) kept at ROOM TEMPERATURE only after collection | Quest Diagnostics | Whole Blood | 86023 | ​​Anti Platelet Ab, Flow cytometry | LAB2175 | ​Sent to reference laboratory. If the platelet count is less than 20,000/ccm, submit 7-10 mL of whole blood. Platelet Count: Minimum Volume >=45,000: 2 mL 20,000-45,000: 5 mL <20,000: 10 mL Pediatric minimum volume: The minimum volume is platelet count dependent. If possible, submit at least 1 mL. EDTA blood. | Flow Cytometry | ​Thrombocytopenia that is refractory to platelet transfusions may be due to direct platelet antibody. Testing is useful to differentiate immune from non-immune disorders. | ​NEGATIVE | Not Available | 3 - 5 days | Monday - Sunday | A.M. | See Special instructions
56 | AML2H | Amylase, 2 HR Urine | Sterile, Leak proof, Screw Top Container | Chemistry TGH Laboratory | Urine | 82150 | ​​2 HR Urine Amylase | LAB360 | ​Test performed only on urine | Enzymatic rate | ​Urinary amylase is useful in the consideration of macroamylasemia and pseudo cyst of the pancreas. With macroamylasemia, only the serum concentration is elevated. With pseudocysts, the urinary concentration remains elevated for weeks after an episode of acute pancreatitis. | ​4 - 37 IU/ 2 Hr | Not Available | 4 hrs | 7 days a week | 24 hrs. | 1 mL Urine
95 | BCGR | B Cell Gene Rearrangement | Lavendar Top (EDTA) | Esoteric TGH Laboratory | Whole Blood, Bone Marrow, Tissue | 83894 | ​​​​BCELLR | LAB9509 | Ship refrigerated or room temperature. Stability of whole blood and bone marrow samples at room and refrigerated temperatures is 2 weeks. Paraffin blocks are to be shipped at room temperature. Stability for paraffin blocks is indefinite. For tissue samples, fresh frozen tissue is preferred and to be shipped frozen. Frozen tissue is stable forapproximately 1 year at -70C. | Polymerase Chain Reaction with Capillary Electrophoresis | ​This PCR assay is useful for establishing of B-cell gene rearrangements for the diagnosis of B-cell neoplasms and for identifying minimal residual disease or early recurrence in those patients with previous diagnosis of B-cellneoplasm. | ​See Report | Not Available | 3 - 5 days | Monday, Wednesday, Friday | A.M. | 5 mL
113 | BLDB | Culture, Blood | One set of BacT/Alert bottles; one Aerobic (green) and one Anaerobic (orange) | Microbiology TGH Laboratory | Blood | 87040 | ​​Blood Culture RX Removed | LAB462 | ​Blood culture for diagnosis of bacterial sepsis (Routine C&S). Patient may or may not be on antibiotics, butcollection before antibiotic therapy begins is optimal. Collect (x2) only. (Two sets of 20mL/set is optimalto detect sepsis.) | Conventional Culture | ​Culture can identify organisms that are either aerobic or anaerobic. Mixed bacterial infections are common that may involve aerobic and anaerobic bacteria. When an organism is identified, antibiotic sensitivities are performed that guide selection of appropriate antibiotic treatment. | ​No Growth | Collection only | 5 days | 7 days a week | Inoculated at time of collection | 10.0 mL blood per bottle minimum (20.0 mL per set). **note: less than 10.0 mL per bottle (20.0 mL per set) may reduce detection of sepsis or bacteremia in adults.
104 | BILE | Bile Acids Total and Fractional, Serum | Red Top (No Additive) | Quest Diagnostics | Serum | 83789 | ​​Bile Acid | LAB2114 | ​Sent to reference laboratory. 1.0 mL serum (refrigerated). Overnight fasting is preferred. 116992 | Liquid Chromatography Tandem Mass Spectrometry | ​Test is used in the assessment of liver dysfunction. | ​Accompanies report | Not Available | 3 days | Monday -Thursday | Morning | 0.2 mL serum (minimum). 1.0 mL serum preferred
101 | B2MGU | Beta 2 Microglobulin, Random Urine | Sterile, Leak proof, Screw Top Container | Quest Diagnostics | Urine | 82232 | ​Beta 2 Microglobulin Urine​ | LAB2113 | ​Fasting is preferred. 0.5 mL (minimum) frozen urine. Patient should void bladder, then drink at least 500 mL of water. A urine sample should be collected within 1 hour and pH adjusted to pH 6-8 with 1M NaOH. Beta-2-Microglobulin is unstable in acidic urine (less than pH 6). 49448 | Nephelometry | ​Test is useful as an index of glomerular function and in the evaluation of transplant viability and possiblerejection. It aids in the diagnosis of renal disorders, lymphoproliferative disorders, neoplasms, inflammatorydiseases, and autoimmune diseases. | ​Adults: ≤0.23 mg/L < 18 years of age: not established | Not Available | 3 - 5 days | Monday - Saturday | P.M. | 0.5 mL Urine (1.0 mL preferred)
85 | ATHIII | ANTITHROMBIN III (AT3) ACTIVITY, PLASMA | Light Blue Top (3.2% Sodium Citrate) | Hematology TGH Laboratory | Plasma | 85300 | ​​Antithrombin III | LAB311 | ​Plasma stored in an unopened sodium citrate collection tube at room temperature, (20-25°C) must be tested within 4 hours of collection or plasma separated and frozen. Frozen plasma can be stored for 2 weeks at -20° C or -70° C for 12 months. Please note: Whenever possible frozen specimens should be submitted from offsite locations. Whole blood specimens from offsite locations must be transported and ordered as STAT. If specimen cannot be analyzed within an acceptable time frame testing will be cancelled. To centrifuge and freeze plasma: * Verify the specimen is not clotted using applicator sticks * Verify the specimen tube is properly filled * Centrifuge specimen at 5000 RPM for 10 minutes as soon as possible after collection (up to 4 hours). * Label a polypropylene test tube with label that includes a minimum of two unique patient identifiers (such as name and date of birth). * Using a disposable transfer pipette, transfer the plasma (leave about 0.5ml do not disturb the buffy coat) to a labeled test tube. * If available perform platelet count on the plasma to verify platelet count is <10 K/uL * If platelet count is 10K/uL repeat centrifugation process * If multiple specimens collection tubes, do not pool plasma from collection tubes together. * Freeze plasma and transport to the laboratory for testing on dry ice. * Specimen must remain frozen until testing is performed. * Criteria for rejecting specimens for testing include: Tubes not properly labeled, filled (+/- 10% of required fill volume), clotted specimens, plasma that is moderately to grossly hemolyzed, plasma that has not been properly stored or tested within defined timeframe, frozen specimen plasma platelet count >10 K/uL or Fibrinogen <35 mg/dL and not clinically indicated | Chromogenic | ​Antithrombin III is an inhibitor of several coagulation factors. Deficiency is associated with hyper coagulation(increased risk of venous thrombosis). Concentrations may be decreased with liver disease, nephrotic syndrome, and other medical conditions. | ​83 – 128% | Not Available | 7 days | Once a week (M - F) | A.M. | One 2.7 mL or 1.8 mL 3.2% Sodium Citrate collection tube filled to the minimum line OR 1 mL of frozen plasma
102 | B2TRAN | Beta-2 Transferrin | Body fluid submitted in a sterile, leak-proof, screw top container – preferred, cotton swab soaked with drainage fluid submitted in a sterile, plastic, leak-proof transport tube, or drainage fluid submitted in sterile, plastic, leak-proof transport tube | Quest Diagnostics Nichols Institute | Fluid | 86335 | ​​ | LAB205 | ​Sent to reference laboratory. Submit 0.5 mL body fluid in a sterile, leak-proof container (Do not send CSF). If submitting a cotton swab, do not add any additional fluid (water or saline) to the tube. Transport at room temperature. | Electrophoresis, Immunofixation | ​The presence of Beta-2 Transferrin in nasal or ear fluid, or in wound drainage following head trauma, surgery or fromtumors or congenital malformation, clearly indicates CSF leaking into these passages or fluids creating a pathway for life-threatening central nervous system infection. | ​Not Detected | Not Available | 1 day | Daily |  | 0.2 mL of body fluid (cannot be done on CSF)
110 | BIOTSS | Biotinidase Level, Serum | Red Top (No Additive)-Preferred, Green Top (Li Heparin), Lavender Top (K2EDTA) | Quest Diagnostics | Serum or Plasma | 82261 | ​Biotinidase​ | LAB958 | ​Sent to reference laboratory. 1mL frozen serum/plasma. 701328 | Enzymatic, Colorimetric | ​Detect biotinidase deficiency. Children born with biotinidase deficiency develop mental retardation; it is a very treatable disorder once diagnosed. | ​Biotinidase nmol/mL/min: 5.1-11.9 | Not Available | 4 - 7 days | Tuesday, Thursday | A.M. | 3 mL (6 microtainers)
92 | ASPR | ARU | Test specific tube required – Contact Laboratory | Hematology TGH Laboratory | Blood | 85576 | ​​ARU or Aspirin | LAB9520 | * Assays cannot be performed if the patient has been exposed to GP IIb/IIIa inhibitors within: * 48 hours of eptifibatide (Integrilin) 14 days of abciximab (ReoPro) * Collection guidelines outlined below must be followed to assure accurate results. * If CBC is to be collected at the same time, the EDTA tube must be collected last. Once collected the tube should be gently inverted 5 times to ensure complete mixing; tubes must not be shaken. One tube must be submitted for each assay ordered. Direct venipuncture * Use a 21 gauge or larger needle (avoid using a butterfly). * Collect a discard tube followed by the correct number of tubes for testing. Indwelling catheter * Discard the first 5mL to clear the line (ensure the catheter is free of clots) * Immediately transfer 2mL of blood (using the black arrow on the side of the vial as a guide) to the specimen tube(s). Specimen should be collected as suggested in the table below. Medication Aspirin Dose 81-325 mg Suggested Test Timing 2 hrs post dose(and up to 30 hrs) * * Specimen must be walked down to the lab. * Testing must be completed within 4 hours of collection. * Tubes that are not properly filled, stored, labeled, or are delivered via the hospital pneumatic tube system will be rejected. * Results with analysis errors indicating specimen was not suitable for accurate analysis (hemolysis, clotted, interfering substance, (low platelet count, low HCT) will be rejected. * If analysis error and patient Platelet count <100k/uL and or HCT<32%; a recollect is not indicated. | VerifyNow Accumetrics – turbidimetric based optical detection system which measures platelet induced aggregation. | ​ARU measures the extent of platelet aggregation in the presence of aspirin. By integrating the result with other clinical data, specialties such as cardiac surgery, interventional cardiology, interventional neurology and clinical cardiology have the potential to make more informed decisions regarding a patient's treatment and surgery schedule in efforts to minimize bleeding risk and maximize patient safety. | * ​Reference range 620-672 ARU baseline pre-medication * Therapeutic cutoff </=550 ARU Therapeutic cutoff value of </= 550 ARU is based on the effect of a dose of 81-325mg being administered 2-30 hours before the specimen is collected. Results should be interpreted in conjunction with other clinical and laboratory data. Low hematocrits and or low platelet counts may adversely affect results. The VerifyNow aspirin assay is not intended for use on patients with platelet disorders or abnormalities. Drugs other than aspirin that inhibit platelet function may affect the ARU result. Patients who have been treated with GP IIb/IIIa inhibitor drugs should not be tested until platelet function has recovered. The time period is approximately 14 days after discontinuation of abciximab (ReoPro) and 48 hours after discontinuation of eptifibatide (Integrilin) and tirofiban (Aggrastat). | 1 hour | 4 hours | 7 days a week | 24 hours a day | 1.8 mL
99 | B2GAB | Glycoprotein B2 Antibody | Red Top | Quest Diagnostics | Serum | 86146 (x3) | ​​​Beta 2-Glycoprotein I Antibodies (IgG, IgA, IgM) | LAB1179 | ​Sent to reference laboratory. 1.5 mL refrigerated serum. 10002 | Enzyme Immunoassay | ​Beta-2-Glycoprotein 1, Apo lipoprotein H, is a cofactor in antiphospholipid antibody binding and is the critical antigen in the antiphospholipid antibody syndrome. Beta-2-Glycoprotein 1 Antibody is more specific than Cardiolipin Antibody that may express reactivity in patients with syphilis and other infectious diseases. | ​B2-Glycoprotein I (IgA) Ab U/mL <10 Negative 10-20 Equivocal - Found in small percentage of the healthy population; may be reactive >20 Positive - Risk factor for thrombosis B2-Glycoprotein I (IgM & IgG) Ab U/mL <10 Negative 10-20 Equivocal - Found in small percentage of the healthy population; may be reactive >20 Positive - Risk factor for thrombosis and pregnancy loss | Not Available | 3 - 5 days | Monday - Friday | A.M. | 4 mL (8 microtainers)
100 | B2MGS | Beta 2 Microglobulin, Serum | Red Top (No Additive) | Quest Diagnostics | Serum | 82232 | ​​ | LAB49 | ​Sent to reference laboratory. 0.5 mL refrigerated serum. Overnight fasting is preferred. 85289 | Fixed Rate Time Nephelometry | ​Beta-2 Microglobulin normally passes through the glomerulus into the proximal tubule where much of it is reabsorbed. Serum levels are therefore an index of glomerular function. When impaired, serum levels rise in inverse ratio to glomerular filtration rate. Increased amounts of Beta-2 Microglobulin are excreted in several renal disorders, e.g., balkan nephropathy, heavy metal poisoning and renal tubular disease, due to therapeutic agents. Serial levels of Beta-2-Microglobulin in serum and urine are used to evaluate transplant viability and anticipate rejection. Following a successful graft, serum levels decline toward normal. Increasing serum levels provide an early sign of rejection. Elevated levels also noted in lymphproliferative disorders, neoplasms (malignant and benign), inflammatory disease, and autoimmune diseases, such as systemic lupus erythematosus (SLE), and Sjogrens disease. | ​Adults: < or = 2.51 mg/L Pediatric (< 18 years of age) samples: Reference Range not established | Not Available | 3 - 5 days | Monday - Saturday | P.M. | 2 mL (4 microtainers)
98 | BENZO | DRUG SCREEN, BENZODIAZEPINE CONFIRMATION, URINE | Sterile, Leak proof, Screw Top Container | Chemistry TGH Laboratory | Urine | 80101 | ​Benzodiazepines Urine​ | LAB367 | ​Test performed only on urine. | Enzyme immunoassay |  | ​Negative | 1 hr. | 4 hrs. | 7 days a week | 24 hrs. a day | 1 mL Urine
598 | B19PCR | PARVOVIRUS B19 DNA, PCR, QUAL, SERUM | Lavender Top (K2 EDTA) | Esoteric TGH Laboratory | Blood | 87798 | ​Parvovirus B19 PCR Qual​ | LAB2238 |  | Real Time PCR | ​Parvovirus B19 is also known as ''Fifth Disease'' affects primarily children and causes a rash on the face, trunk, and limbs. Joint pain and swelling is more common in adults. Although one-fifth of those affected have only mild disease, patients with sickle cell anemia or similar types of chronic anemia can suffer from acute anemia. Infection during pregnancy can lead to complications. DNA testing provides the most reliable evidence of a recent infection. | ​Not Detected | Not Available | 3-4 days | 3 days a week (M-W-F) | AM | 3 mL for Blood (2 microtainers)
199 | BMCHRO | Chromosome Analysis, Bone Marrow | Green Top (Sodium Heparin) | Genzyme Genetics | Blood | 88237 | ​​Karyotype, Bone Marrow | Orderable by Pathology Only (LAB890) | ​Sent to reference laboratory. Floor / client must fill out GENZYME form with the following information - Specimen draw date, Patient name, DOB, Ethnicity / Race, Weight, Complete patient history. | Culture, Microscopy, Karyotype | ​Chromosome analysis of bone marrow aids in diagnosis of hematologic disorders, supplies prognostic information, and issued to monitor patients following therapy or bone marrow transplantation. | ​See Report. | Not Available | 5- 7 days | 5 days a week (M-F). Not performed on holidays | A.M. | 1.5 - 2.0 mL Bone Marrow
96 | BARB | Barbiturates, Urine | Sterile, Leak proof, Screw Top Container | Chemistry TGH Laboratory | Urine | 80101 | ​Barbiturate​s | LAB2825 | ​Testing performed only on urine | Enzyme immunoassay |  | ​Negative | 1 hr. | 4 hrs. | 7 days a week | 24 hrs | 1 mL Urine
868 | B19QNT | Parvovirus B19 DNA, Quantitative Real-Time PCR, Blood | EDTA (Lavendar top) Preferred; ACD (yellow top); Sterile leak-proof container for fluids; Red top | Quest Diagnostics Nichols Institute, Chanilly Virginia | Blood (plasma - preferred, whole blood, serum), Bone marrow, amniotic fluid or amniotic fluid supernatant | 87799 | ​​Parvovirus B19 DNA, Quantitative PCR​ | LAB3354 | ​Whole blood or bone marrow - ship refrigerated (cold packs). All other specimens- ship frozen | Real-Time Polymerase Chain Reaction (PCR) | Parvovirus B19 infection has a wide variety of disease manifestations, including Fifth disease, transient aplastic crisis, persistent anemia and congential hydrops fetalis. Quantification of parvovirus B19 genomic DNA is based upon Real-Time PCR amplification and detection. The quantitative range of this assay is 100-100,000,000 copies/mL.​ | <100 copies/mL​ | Not available. | 1 day | Daily |  | 0.3 mL; 1 mL preferred
112 | BKJC | BK & JC Virus PCR, Urine/CSF | Sterile screw top container-CSF, Urine | Esoteric TGH Laboratory | Urine or CSF | 87799 | ​BK + JC Virus​ FL | LAB1375 | ​0.7 mL Random urine or Catheterized urine or First void clean catch urine or 0.7 mL CSF | Real-Time Polymerase Chain Reaction | ​This test is used to determine the presence of BK Virus DNA in patient's specimens. Detection of the virus in these specimens may be indicative of an active infection, as PCR detects the presence of the virus, and not the host's reaction to the virus (which is the case for antibody based testing). Polyomavirus BK DNA detection in urine orplasma is associated with an increased risk of graft rejection in renal recipients. Quantitative testing may indicate change in risk over time |  | Not Available | Within 72 hrs. | 5 days a week (M-F). Not performed on holidays | A.M. | 1 mL
485 | BKB | Kleihauer-Betke Stain | Lavender Top (K2 EDTA) | Esoteric TGH Laboratory | Blood | 88184 | ​Kleihauer-Betke​ | LAB762 |  | Flow Cytometry | ​This test is used to determine a possible fetal-maternal hemorrhage in the newborn and to assess the magnitude of fetal-maternal hemorrhage. |  | Not Available | 24 hrs. | 7 days a week | AM | 0.5 mL (1 microtainer)
132 | BRUAB | Brucella Antibodies | Red Top (No Additive) | Focus Diagnostics | Serum | 86622 x2 | ​​​Brucella Antibody (IgG, IgM), EIA | LAB221 | ​Sent to reference laboratory. 0.5 mL serum preferred (room temperature acceptable). 142032 | Immunoassay | ​Brucellosis is caused by transmission from animal to human. Brucella abortus is transmitted from cows. A high titer of IgM suggest recent exposure. A high titer of IgG suggests active infection. A lower titer of IgG may indicate past exposure or treated infection. | ​See report | Not Available | 4 days | Monday, Wednesday, Friday | A.M. | 0.5 mL (2 microtainers) serum minimum. 1.0 mL serum preferred.
103 | BOHB | Ketones, Blood | Green (Li Heparin)-Preferred, Red Top (No Additive), Gold Top (SST) | Chemistry TGH Laboratory and Brandon Healthplex Laboratory | Blood | 82010 | B-HYDROXYBUTYRATE​ | LAB44 | ​Add on specimens accepted within 48 hours. | Reflectance photometry | ​In diabetics, the measurement of B-hydroxybutyrate as well as blood glucose is needed for the assessment ofthe severity of diabetic coma and is essential for the exclusion of hyperosmolar non-ketotic diabetic coma. Aspecific enzymatic assay for Beta-hydroxybutyrate is extremely important in the assessment of ketosis. | ​< 0.3 mMol/L | 1 hr | 4 hrs | 7 days a week | 24 hrs. | 0.5 mL
129 | BPPCR | Bordetella Pertussis PCR | Sterile, Screw Top Container or Culturette | Esoteric TGH Laboratory | Nasopharyngeal swab; Nasopharyngeal aspirate. Throat swab | 87798 | ​B. Pertussis PCR​ | LAB2115 | ​Nasopharyngeal swab; Nasopharyngeal aspirate. Throat swab | Real-Time Polymerase Chain Reaction | ​Bordetella pertussis is the cause of whooping cough that may occur in unimmunized individuals. | ​Negative: B Pertussis DNA Not Detected | Not Available | 48 hrs. | 3 days a week | P.M. | See Special Instructions
97 | BMP | Basic Metabolic Panel (BMP) | Green (Li Heparin)-Preferred, Red Top (No Additive), Gold Top (SST) | Chemistry TGH Laboratory | Blood | 80048 | ​​BMP | LAB15 |  | See individual tests | ​A basic metabolic panel is a blood test that measures your sugar (glucose) level, electrolyte and fluid balance, and kidney function. Includes Na, K, Cl, CO2, BUN, Glucose, Creatinine, and Calcium. | ​See individual tests | 1 hr. | 4 hrs | 7 days a week | 24 hrs. | 1 mL (2 microtainers)
128 | BNPC | B-Naturietic Peptide (BNP) | Lavender Top (K2 EDTA) | Chemistry TGH Laboratory | Blood | 83880 | ​​Brain Naturietic Peptide (BNP) | LAB106 | ​Add on specimens accepted within 24 hours. | Immunochemiluminometric Assay | ​BNP is increased in congestive heart failure, left ventricular hypertrophy, acute myocardial infarction, coronary angioplasty, and hypertension. Elevations are also observed in pulmonary hypertension (indicating right ventricular dysfunction), acute lung injury, hypervolemic states, chronic renal failure and cirrhosis. Decreasing levels indicate therapeutic response to anti-hypertensive therapy. | ​0 - 100 pg/mL | 1 hr | 4 hrs | 7 days a week | 24 hrs. | 1 mL (2 microtainers)
165 | CAROT | Carotene | Red Top (No Additive, no gel) | Quest Diagnostics | Serum | 82380 | ​​ | LAB702 | ​2.0 mL refrigerated serum preferred. Separate serum from cells as soon as possible after clotting. Wrap tube in aluminum foil (or use amber tube) to protect from light. Transfer serum specimens to clean, plastic, amber, screw-capped vial(s), or foil wrap the tube. Overnight fasting is required. 0722 | High Performance Liquid Chromatography | ​Beta Carotene, a fat soluble nutrient, is a precursor to Vitamin A. Deficiencies may lead to Vitamin A deficiency. Excessive Vitamin A intake may lead to headaches, loss of appetite, nausea and diarrhea, skin changes, and potentially birth defects. | ​Adult Reference Ranges for Carotene, Serum: Males: 4-51 mcg/dL Females: 6-77 mcg/dL Pediatric Reference Ranges for Carotene, Serum: 9 months-6 years 5-80 mcg/dL 7-17 years 9-190 mcg/dL | Not Available | 3 days | Monday through Friday | A.m. | 0.7 mL serum (minimum), 2.0 mL preferred
164 | CARNB | Carnitine, Total and Free, Serum | Red Top (No Additive)-Preferred, Green Top (Sodium Heparin) | Quest Diagnostics | Serum or Plasma | 82379 | ​​Carnitine, LC/MS/MS | LAB815 | ​0.4 mL frozen serum/plasma Patient should be in a well-fed state. 70107 | Liquid Chromatography Tandem Mass Spectrometry | ​Serum carnitine analysis is useful in the diagnosis and monitoring of patients with carnitine deficiency (either primary or secondary) | ​Accompanies report | Not Available | 5 days | Mon, Wed, Fri, Sat (afternoon) | Afternoon | 0.4 mL serum or plasma, 1.0 mL preferred
147 | C153R | CANCER ANTIGEN (CA) 15-3, SERUM | Green (Li Heparin)-Preferred, Red (No Additive), Gold (SST) | Chemistry TGH Laboratory | Blood | 86300 | ​​CA 15-3 | LAB776 | ​Add on specimens accepted within 5 days | Immunochemiluminometric Assay | ​CA 15-3 is useful to monitor response to treatment and, if elevated, suggests recurrence in women with stage II or III breast cancer. | ​<31.3 U/ mL | 1 hr. | 4 hrs | 7 days a week | 24 hrs | 1 mL (2 microtainers)
171 | CBCAU | CBC and Automated Differential RFLX Manual Diff | K2 EDTA, lavender top tube. | Hematology TGH Laboratory | Blood | 85025 | ​​CBC with Auto Diff | LAB294 | * ​Reasons for specimen rejection include: gross hemolysis, clotted, quantity not sufficient, specimen found to be contaminated with IV fluid. * Add on requests must be completed within 24 hours of collection. * Reflex testing will be performed when indicated as outlined below: * Manual Differential – abnormal instrument flagging, >5% immature granulocytes, neutrophil absolute count <1.0 and no previous order within 7 days, lymphocyte absolute count >6.0 and age greater than 12 years no previous within 7 days , lymphocyte absolute count >7.0 and age less than 12 years and no previous within 7 days, monocyte absolute count >1.5 and no previous order within 7 days * Pathology Review – Pathology review will be performed when any of the following observations are made and have not been previously reported and or are not clinically supported by the patient's diagnosis: Blasts, RBC crystals, Pelger Huet cells, WBCs with abnormal morphological changes and or inclusions excluding dohle bodies, Lymphocyte absolute count >6.0 and patient >40 years of age, preponderance of lymphocytes and or abnormal lymphocytes, and parasites. * Reticulocyte profile - If HGB < 9.0 AND MCV <78.0 and no previous results in 365 days * Immature platelet fraction – If platelet count <50k/uL and no previous results in 365 days * This panel includes the following tests: WBC, RBC, HGB, HCT, MCV, MCH, MCHC, PLT, RDW-CV, MPV, Neutrophil Count, Lymphocyte Count, Monocyte Count, Eosinophil Count, Basophil Count, Neutrophil Absolute Count, Lymphocyte Absolute Count, Monocyte Absolute Count, Eosinophil Absolute Count, Basophil Absolute Count. | • Sysmex XN analyzers use electrical impedance and flow cytometry methodology. | ​The complete blood count and white blood cell differential can be used a screening test for various disease states including anemia, leukemia, inflammatory processes. | ​Age/sex dependent see report. Critical values * Hematocrit greater than 70% in babies less than 2 days old. * Hematocrit less than 40% in babies less than 2 days old * Hematocrit less than 20% and NICU patient * Hemoglobin 7.0 gm or Less * Platelet count less than or equal to 30 K/Ul | 1 hour | Routine/timed = 4 hours. If Pathology review reflex test required the results will be available in 24-48 hours. | 7 days a week | 24 hours a day | Standard collection tube 1.5mL. BD Map microtainer collection tube 0.5mL
140 | C1QCOM | Complement C1Q, Serum | Red Top (No Additive, no gel) preferred; lavender Top (K2EDTA) acceptable | Quest Diagnostics | Serum or Plasma | 86160 | ​​C1Q Complement | LAB2915 | ​Separate serum within 1 hour of draw and refrigerate. 0.1 mL refrigerated (cold packs) serum or EDTA plasma, do not send at room temperature! 67102 | Radial Immunodiffusion (RID) | ​The complement system is critical to the inflammatory response. C1q concentrations may be decreased in patients with acquired angioedema, immune complexed induced vasculitis, and concurrent low concentrations of C1 inhibitor, carcinoma, or lymphoma. | ​5.0-8.6 mg/dL Low levels of C1q indicate either increased consumption (catabolism) or decreased synthesis. | Not Available | 5 days | Monday, Wednesday | Nights | 0.1 mL serum/plasma, minimum volume; 1.0 mL (2 microtainers) preferred
153 | CA | Calcium (CA), Serum | Green (Li Heparin)-Preferred, Red Top (No Additive), Gold Top (SST) | Chemistry TGH Laboratory | Blood | 82310 | ​​Calcium | LAB53 | ​Add on specimens accepted within 5 days | Ion-selective electrode | ​Calcium is an essential electrolyte. Imbalances may cause a spectrum of diseases. Causes of high concentrations include hyperparathyroidism, malignancy, and sarcoidosis. Low concentrations may be due to protein deficiency, renal insufficiency, and hypoparathyroidism. Repeat measurement is recommended as part of an evaluation of values outside of the reference range. | ​8.5 - 10.5 mg/ dL | 1 hr. | 4 hrs | 7 days a week | 24 hrs | 0.5 mL (1 microtainer)
145 | CA125 | Cancer Antigen (CA) 125, Serum | Green (Li Heparin)-Preferred, Red Top (No Additive), Gold Top (SST) | Chemistry TGH Laboratory | Blood | 86304 | ​CA-125​ | LAB155 | ​Add on specimens accepted within 5 days | Immunochemiluminometric Assay | ​CA 125 is useful to monitor the response of treatment and, if elevated, suggests recurrence in women with ovarian cancer. Approximately half of women with metastatic ovarian cancer have an elevated CA 125 concentration. | ​<35.0 U/ mL | 1 hr. | 4 hrs | 7 days a week | 24 hrs | 1 mL (2 microtainers)
143 | C4 | Complement C4, Serum | Green (Li Heparin)-Preferred, Red Top (No Additive), Gold Top (SST) | Chemistry TGH Laboratory | Blood | 86160 | ​​Complement C4 | LAB 151 | ​Add on specimens accepted within 48 hours. | Immunoturbidimetric | ​C4 is critical to activation of the classical pathway. Concentrations of C4 are decreased in patients with systemic lupus erythematosus (SLE), immune complex disease, and hereditary angioedema. Congenital absence of C4 places such patients at increased risk of bacteremia, especially infections by S. pneumoniae. | ​Male 15 - 53 mg/dL Female 15 – 57 mg/dL | 1 hr. | 4 hrs | 7 days a week | 24 hrs | 1mL (2 microtainers)
166 | CATAB | BARTONELLA SPECIES ANTIBODIES, IGG,IGM, W/RFLX | Red Top (No Additive), send serum in plastic screw cap vial | Quest Diagnostics Nichols Institute | Serum | 86611 (x4) | CAT SCRATCH FEVER AB​ | LAB785 | ​Sent to reference laboratory. 1.0 mL refrigerated serum. Separate serum from the clot within 4 hours of collection. | Immunofluorescence Assay (IFA) | ​Bartonella henselae infections have been associated with many clinical presentations, including cat scratch disease, bacillary angiomatosis, peliosis hepatis, and bacteremia. B. quintana infections have been associated with trench fever and bacillary angiomatosis. B. quintana and B. henselae as well as chlamydia species and Coxiella burnetii may cross-react and produce false-positive results. | ​Negative: B. henselae IgG Screen Negative: B. henselae IgM Screen Negative: B. quintana IgG Screen​ Negative: B. quintana IgM Screen | Not Available | 1-3 days | Monday - Saturday |  | 0.2 mL serum, 1.0 mL serum preferred
144 | C5COM | Complement C5, Serum | Red Top (No Additive) | Quest Diagnostics | Serum | 86160 | ​​Complement C5 | LAB2124 | ​Sent to reference laboratory. Centrifuge within 2 hours of collection. 0.1 mL refrigerated serum (minimum). 7952 | Radial Immunodiffusion | ​The complement system is critical to inflammatory responses. C5-C9 are components of the common pathway. Patients with congenital deficiency of any of these components are at increased risk of meningococcal meningitis. | ​6-20 mg/dL | Not Available | 3 days | Monday - Friday | P.M. | 0.1 mL serum (1 mL preferred)
158 | CALPRB | Calprotectin, Stool | Sterile, Leakproof, Screw Top Container | Quest Diagnostics Nichols Inst San Juan Capistrano | Stool | 83993 | ​​ | LAB6536 | ​Set out to reference lab. 1 gram unpreserved stool preferred. Random liquid stool acceptable. Collect undiluted feces in clean, dry sterile, leakproof container. Do not add fixative or preservative. Transport frozen. | Immunoassay (IA) | ​Used to diagnose inflammatory bowel disease (IBD), including Chron's disease and ulcerative colitis, or to differentiate IBD from irritable bowel syndrome (IBS). | ​See laboratory report. | Not Available | 4 – 7 days | Sunday - Thursday | AM | 0.3 grams stool
159 | CANN | Drgu Screen, Cannabinoids, Urine | Sterile, Leak proof, Screw Top Container | Chemistry TGH Laboratory | Urine | 80101 | ​Cannabinoids (Marijuana)​ | LAB2116 | ​Test performed only on urine. | Enzyme immunoassay |  | ​Negative | 1 hr. | 4 hrs. | 7 days a week | 24 hrs | 1 mL Urine
127 | BUN | Blood Urea Nitrogen (BUN), Blood | Green (Li Heparin)-Preferred, Red Top (No Additive), Gold Top (SST) | Chemistry TGH Laboratory | Blood | 84520 | ​​BUN | LAB140 | ​Add on specimens accepted within 5 days | Enzymatic rate | ​Urea is the end-product of protein metabolism. Urea is filtered through the kidneys. Urea nitrogen is a renal function test that is often interpreted with creatinine. Urea nitrogen is also useful when measured before and after dialysis treatments to assess treatment. | ​6-20 mg/dL | 1 hr. | 4 hrs | 7 days a week | 24 hrs. | 0.5 mL (1 microtainer)
150 | CA2729 | CANCER ANTIGEN (CA) 27.29, SERUM | Red Top (No Additive) | Quest Diagnostics | Serum | 86300 | ​​CA 27-29 | LAB853 | ​Sent out to reference laboratory. 0.5 mL refrigerated serum. (1.0 mL serum preferred.) 38782 | Immunoassay | ​CA 27.29 is useful to monitor the response to treatment and, if elevated, suggests recurrence in women with stage II or III breast cancer. | ​CA 27.29 (ICMA) U/mL LESS THAN 38 | Not Available | 3 - 5 days | Monday - Sunday | A.M. | 0.5 mL serum
148 | CA199C | CARBOHYDRATE ANTIGEN (CA) 19-9, SERUM | Green (Li Heparin)-Preferred, Red Top (No Additive), Gold Top (SST) | Chemistry TGH Laboratory | Blood | 86301 | ​CA19-9​​​ | LAB777 | ​Add on specimens accepted within 5 days | Immunochemiluminometric Assay | ​CA 19-9 is useful to monitor the response of treatment and, if elevated, suggests recurrence in patients with pancreatic cancer. Elevated concentrations are not specific; use in patients with other medical conditions is not advised. | ​<37.0 U/ mL | 1 hr. | 4 hrs | 7 days a week | 24 hrs | 1mL (2 microtainers)
167 | CATE24 | Catecholamines, Fractionated, 24 HR Urine | Well mixed, preserved (25 mL 6N HCL to maintain pH below 3) 24 hr Urine Container at room temperature. Boric Acid and Acetic Acid are NO LONGER ACCEPTABLE preservatives! | Quest Diagnostics | Urine | 82384, 82570 | Catecholamines 24hr urine​ | LAB373 | ​Collect 24-hour urine with 25 mL of 6N HCl to maintain a pH below 3. Urine stable at Room temp and refrigerated. Urine without preservative is acceptable if pH is below 6 and sample is shipped frozen. Record 24hr. urinevolume and patient's age on test request form and urine container. It is preferable for the patient to be off prior to collection. However, common antihypertensives (diuretics, ACE inhibitors, calcium channel blockers, alpha and beta blockers) cause minimal or no interference. Patient should avoid alcohol, coffee, tea, tobacco and strenuous exercise prior to collection. 14841 | High Performance Liquid Chromatography | ​The three catecholamines (norepinephrine, epinephrine, and dopamine) are the principal secretory products of neural tissue. Clinically, the measurement of circulating catecholamines is valuable in the diagnosis of catecholamine secreting tumors associated chiefly with hypertension pheochromocytomas, neuroblastomas, and gangliomas) and with the evaluation of orthostatic hypotension. | ​EPINEPHRINE NOREPINEPHRINE AGE (years) AGE (years) 3-8 1-7 mcg/24 h 3-8 5-41 mcg/24 h 9-12 8 or less mcg/24 h 9-12 5-50 mcg/24 h 13-17 11 or less mcg/24 h 13-17 12-88 mcg/24 h Adults 2-24 mcg/24 h Adults 15-100 mcg/24 h TOTAL (Norepinephrine + Epinephrine) DOPAMINE AGE (years) AGE (years) 3-8 9-51 mcg/24 h 3-8 80-378 mcg/24 h 9-12 9-71 mcg/24 h 9-12 51-474 mcg/24 h 13-17 13-90 mcg/24 h 13-17 51-645 mcg/24 h Adults 26-121 mcg/24 h Adults 52-480 mcg/24h CATECHOLAMINES, 24-HR URINE Creatinine, 24-Hour Urine g/24 hr AGE (years) 3-8 0.11-0.68 g/24h 9-12 0.17-1.41 g/24h 13-17 0.29-1.87 g/24h Adults 0.63-2.50 g/24h | Not Available | 2 days | Monday - Friday | A.M. | 5.0 mL aliquot of a 24 hour urine, minimum. 10.0 mL aliquot is preferred.
142 | C3 | Complement C3, Serum | Green (Li Heparin)-Preferred, Red Top (No Additive), Gold Top (SST) | Chemistry TGH Laboratory | Blood | 86160 | ​Complement C3 | LAB152 | ​Add on specimens accepted within 5 days | Immunoturbidimetric | ​C3 is the most abundant complement protein and is critical to activation of both the classical and alternative pathways. C3 is an acute phase reactant. Decreased concentrations are observed in patients with systemic lupus erythematosus (SLE), endocarditis, and disseminated intravascular coagulation (DIC). Congenital deficiency of C3 places such patients at high risk for recurrent bacteremia. | ​Male 82 – 173 mg/dL Female 83 – 193 mg/dL | 1 hr. | 4 hrs | 7 days a week | 24 hrs | 1mL (2 microtainers)
152 | CALCIT | Calcitonin, Serum | Green Top (Lithium Heparin), preferred Red Top (No Additive) | Chemistry TGH Laboratory | Blood | 82308 | ​Calcitonin​ | LAB519 |  | ELISA Immunoassay | ​Calcitonin concentration is increased in patients with medullary thyroid carcinoma. Calcitonin concentrations may be used to monitor disease. | ​Adult Reference Range for Calcitonin, Serum: Males: <14.3 pg/mL Females: <7.63 pg/mL Pediatric Reference Range for Calcitonin, Serum: Serum calcitonin levels are relatively high in infants, decline rapidly and are relatively stable from childhood through adult life. | Not Available | 2 hours | 7 days a week | 24 hrs | 1.0 mL
172 | CBCMA | CBC and Manual Differential | K2 EDTA, lavender top tube. | Hematology TGH Laboratory | Blood | 85027, 85007 | CBC WITH MANUAL DIFF​ | LAB1911 | * ​Reasons for specimen rejection include: gross hemolysis, clotted, quantity not sufficient, specimen found to be contaminated with IV fluid. * Add on requests must be completed within 24 hours of collection. * This panel includes the following tests:WBC, RBC, HGB, HCT, MCV, MCH, MCHC, PLT, RDW-CV, MPV, Neutrophil Count, Lymphocyte Count, Monocyte Count, Eosinophil Count, Basophil Count, Neutrophil Absolute Count, Lymphocyte Absolute Count, Monocyte Absolute Count, Eosinophil Absolute Count, Basophil Absolute Count.​ Reflex testing will be performed when indicated as outlined below: * Pathology Review – Pathology review will be performed when any of the following observations are made and have not been previously reported and or are not clinically supported by the patient's diagnosis: Blasts, RBC crystals, Pelger Huet cells, WBCs with abnormal morphological changes and or inclusions excluding Dohle bodies, Lymphocyte absolute count >6.0 and patient >40 years of age, preponderance of lymphocytes and or abnormal lymphocytes, and parasites. * Reticulocyte profile - If HGB < 9.0 AND MCV <78.0 and no previous results in 365 days * Immature platelet fraction – If platelet count <50k/uL and no previous results in 365 days | Sysmex XN analyzers use electrical impedance and flow cytometry methodology. | ​The complete blood count and white blood cell differential can be used a screening test for various disease states including anemia, leukemia, inflammatory processes. | ​Age/sex dependent see report. Critical values * Hematocrit greater than 70% in babies less than 2 days old. * Hematocrit less than 40% in babies less than 2 days old * Hematocrit less than 20% and NICU patient * Hemoglobin 7.0gm or Less * Platelet count less than or equal to 30K/uL | 1 hour | 4 hours. If Pathology review reflex test required results will be available in 24-48 hours. | 7 days a week | 24 hours a day | Standard collection tube 1.5mL * BD Map microtainer collection tube 0.5mL
168 | CATRU | Catecholamines, Fractionated, Random Urine | Sterile, Leak proof, Screw Top Container | Quest Diagnostics | Urine | 82384 | ​Catecholamines Urine​ | LAB2916 | ​Sent to reference laboratory. 5 mL Frozen urine. After urine collection, add 6N HCl to maintain a pH below 3. Urine without preservative is acceptable if pH is below 6 and the sample is shipped frozen. It is preferable for the patient to be off medications for three days prior to collection. However, common antihypertensives (diuretics, ACE inhibitors, calcium channel blockers, alpha and beta blockers) cause minimal or no interference. Patient should avoid alcohol, coffee, tea, tobacco and strenuous exercise prior to collection. 21767 | High Performance Liquid Chromatography | ​The three catecholamines norepinephrine, epinephrine, and dopamine) are the principal secretory products of neural tissue. Clinically, the measurement of circulating catecholamines is valuable in the diagnosis of catecholamine secreting tumors associated chiefly with hypertension (pheochromocytomas, neuroblastomas, and (gangliomas) and with the evaluation of orthostatic hypotension. | ​ EPINEPHRINE NOREPINEPHRINE AGE mcg/ g creatinine AGE mcg/g creatinine Birth-6 Months 2-45 Birth-6 Months 12-286 7-11 Months 5-45 7-11 Months 19-250 1-2 Years 1-49 1-2 Years 25-210 3-8 Years 4-32 3-8 Years 20-108 9-12 Years 1-15 9-12 Years 20- 73 13-17 Years 1-10 13-17 Years 15- 58 Adults 2-16 Adults 7- 65 TOTAL NOREPINEPHRINE + EPINEPHRINE AGE mcg/g creatinine Birth-6 Months 24-322 7-11 Months 10-295 1-2 Years 30-263 3-8 Years 30-130 9-12 Years 25- 90 13-17 Years 20- 70 Adults 9- 74 DOPAMINE CATECHOLAMINES AGE mcg/g creatinine AGE mg/dL creatinine Birth-6 Months 107-2180 0-6 Months 2-32 7-11 Months 96-2441 7-11 Months 2-36 1-2 Years 86-1861 1-2 Years 2-128 3-8 Years 295-1123 3-8 Years 2-149 9-12 Years 164- 744 9-12 Years 2-183 13-17 Years 156- 551 >12 Years: Adults 40- 390 Male: 20-370 Female: 20-320 | Not Available | 3 - 5 days | Monday - Friday | A.M. | 5 mL Urine
215 | CAGGSN | Cold Agglutinins | Red Top (No gel) must clot at 37˚C before centrifugation at ambient (room) temperature. | Quest Diagnostics | Blood - serum | 86157 | ​​​​​​Cold Hemagglutinins | LAB849 | Serum submitted must have been separated from whole blood which has been allowed to clot at 37oC before separation. Draw specimens in WARM tubes (37 - 42oC). Allow blood to clot at the sample temperature (37 - 42oC) for at least one hour. Send to lab on heat pack.Keep the sample(s) at 37 - 42oC until they have been centrifuged and the serum has been separated from the cells. Transfer serum to clean, plastic screw-cap vials and ship serum at room temperature. Do not refrigerate!​ REJECT criterion includes: gross hemolysis, lipemia, received refrigerated or frozen, or use of SST tube. | Hemagglutination | ​This test can be useful for the detection of cold agglutinins in association with cold agglutinin syndrome. If testing is for recent Mycoplasma pneumoniae exposure, Mycoplasma pnuemoniae IgM Antibody is recommended. | ​NONE DETECTED | Not Available | 3 - 5 days | Monday - Saturday | P.M. | 0.5 mL serum, 3.0 mL serum preferred
169 | CATEP | Catecholamines, Fractionated, Plasma | PRE-CHILLED Green Top (Sodium Heparin) Preferred Lithium Heparin (Green Top) and Tan top (sodium heparin lead free) acceptable Lavender (EDTA) NOT acceptable | Quest Diagnostics | Plasma | 82384 | Catecholamines​ Plamsa | LAB963 | ​Overnight fasting is required. Draw specimen in pre-chilled Green Top container (call lab for Sodium Heparin collection tube). Specimen must be kept and transported on ice. Plasma should be separated in a refrigerated centrifuge within 30 minutes of collection and then frozen immediately at -20 ˚C in plastic vials. Patients should be relaxed in either a supine or upright position before blood is drawn. States of anxiety and stress can cause fluctuations in the catecholamine levels. Patient should avoid alcohol, coffee, tea, tobacco and strenuous exercise prior to collection. | High Performance Liquid Chromatography (HPLC) | ​The three catecholamines (norepinephrine, epinephrine, and dopamine) are the principal secretory products of neural tissue. Clinically, the measurement of circulating catecholamines is valuable in the diagnosis of catecholamine secreting tumors associated chiefly with hypertension pheochromocytomas, neuroblastomas, and gangliomas) and with the evaluation of orthostatic hypotension. | ​Adult Reference Ranges Pediatric Reference Ranges (3 - 15 years) Epinephrine Epinephrine Supine: LESS THAN 50 pg/mL Supine: LESS THAN OR EQUAL TO 464 pg/mL Upright: LESS THAN 95 pg/mL Upright: Not Available Norepinephrine Norepinephrine Supine: 112-658 pg/mL Supine: LESS THAN OR EQUAL TO 1251 pg/mL Upright: 217-1109 pg/mL Upright: Not Available Dopamine Dopamine Supine: LESS THAN 10 pg/mL Supine: LESS THAN 60 pg/ mL Upright: LESS THAN 20 pg/mL Upright: Not Available Total (N+E+D) Supine: 123-671 pg/mL Upright: 242-1125 pg/mL ** Due to stress, plasma catecholamine levels are generally unreliable in infants and small children. Urinary catecholamine assays are more reliable. | Not Available | 2 days | Monday, Wednesday, Friday | A.M. | 2.5 mL plasma minimum, 4.0 mL plasma preferred
138 | C1ESTH | C1 Esterase Inhibitor, Protein, Serum | Red Top (No Additive, no gel) | Quest Diagnostics | Serum | 86160 | ​C1 Esterase Inhibitor​ | LAB850 | ​Transport at Room Temperature. | Fixed Rate Time Nephelometry | ​The C1 esterase inhibitor protein is a normal constituent of serum which functions as a serine proteinase inhibitor of the serpin family. The C1 esterase inhibitor inhibits the complement proteases C1r and C1s, as well as the proteases kallikrein, factor XIa, XIIa and plasmin of the blood clotting system. The concentration of C1 esterase inhibitor protein is reduced to 10-30% of normal in patients with angioedema secondary to C1 esterase inhibitor deficiency (85% of patients with hereditary angioedema (HAE)); in 15% of patients with HAE, the concentrations of the inhibitor protein is normal but function is markedly reduced. | ​C1 Inhibitor, Protein - 11-26 mg/dL | Not Available | Next day | Monday- Saturday | P.M. | 1.0 mL (microtainers) serum preferred, 0.5mL minimum serum acceptable
157 | CA24H | CALCIUM (CA), W/OUT CREATININE, URINE, 24 HOUR | 24 hr Urine Container | Chemistry TGH Laboratory | Urine | 82340 | 24 HR URINE CALCIUM | LAB814 | ​Urine jug should be acidified with 25 ml of 6N HCL prior to the start of collection. Refrigerate during and after collection. Do not include first morning specimen; collect all subsequent voidings. The last sample collected should be the first specimen voided the following morning, at the same time as the previous mornings first voiding. | Ion-selective electrode | ​In the presence of elevated calcium, the body attempts to excrete the excess. This test measures the amount of calcium in urine. All cells need calcium in order to work. | ​42.2 - 353.4 mg/ 24 Hr | Not Available | 24 hrs. | 7 days a week |  | 24 hr urine
163 | CARLIP | Cardiolipin Antibody (ACA), IGG, IGM, w/Reflex | Red Top (No Additive) | Immunology TGH Laboratory | Blood | 86147 | ​​Cardiolipin AB Panel | LAB464 |  | Enzyme Linked Immunosorbent Immunoassay | ​Patients with a prolonged aPTT may have Cardiolipin Antibody. Cardiolipin Antibody may be useful in identifying patients with an increased risk of thrombosis, recurrent spontaneous abortions, and phospholipidantibody syndrome. Includes IgG, IgA and IgM. |  | Not Available | 5 days | Monday - Friday | A.M. | 2 mL (4 microtainers)
151 | CAFF | Caffeine Level | Red Top (No Additive) | Chemistry TGH Laboratory | Blood | 80299 | ​​Caffeine, Neonatal | LAB706 | ​Add on specimens accepted within 48 hours. | Enzyme immunoassay | ​Caffeine is a component of many medications and beverages. Caffeine is useful in newborns with neonatalapnea. Toxicity is more common in adults with liver disease due to slower metabolism. | ​8 - 20 mg/ L | 2 hr. | 4 hrs | 7 days a week | 24 hrs | 0.5 mL (1 microtainer)
106 | CBILI | Bilirubin, Conjugated (Direct) | Green (Li Heparin)-Preferred, Red Top (No Additive), Gold Top (SST) | Chemistry TGH Laboratory | Blood | 82248 | ​Conjugated​ Bilirubin | LAB52 | ​Add on specimens accepted within 5 days | Jendrassik-grof procedure (azo-coupling reaction) | ​Direct Bilirubin is the water soluble or conjugated fraction of total bilirubin. Increased concentration of Direct Bilirubin are observed in patients with hepatobiliary disease. | ​0.0 – 0.5 mg/dL | 1 hr. | 4 hrs | 7 days a week | 24 hrs. | 0.5 mL (1 microtainer)
451 | CFIGG | IMMUNOGLOBULIN G (IGG), CSF | Sterile, Leak proof, Screw Top Container | Chemistry TGH Laboratory | CSF | 82784 | ​​CSF IGG | LAB555 |  | Rate Nephelometry | ​The concentration of CSF IgG is increased in various infections, inflammatory conditions, neoplastic diseases, and active multiple sclerosis. | ​0.48 - 5.86 mg/dL | Not Available | Within 72 hrs. | 5 days a week (M - F), not performed on holidays | AM | 0.5 mL CSF
24 | CFALB | Albumin, CSF | Sterile, Leakproof, Screw Top Container | Chemistry TGH Laboratory | CSF | 82042 | ​​ | LAB2002 |  | Immuno-precipitation | Albumin, CSF is useful in evaluating the integrity of the blood brain barrier. Concentrations may be increased in patients with central nervous system (CNS) inflammation, trauma, or autoimmune disease. | 13.9 - 24.6 mg/dL | 1 hr. | 4 hrs | 7 days | 24 hrs | 0.5 mL CSF
178 | CEA | Carcinoembryonic Antigen (CEA) | Red Top (No Additive), Green Top (Li-Heparin) preferred | Chemistry TGH Laboratory | Blood | 82378 | ​​CEA | LAB57 | ​Add on specimens accepted within 5 days | Immunochemiluminometric Assay | ​CEA is a tumor marker that is useful to monitor patients with persistent, or for recurrent or metastatic colonic carcinoma. As many as 30% of patients with breast, lung, hepatocellular, and pancreatic carcinoma also have elevated concentrations of CEA. Individuals who smoke may have a slightly higher baseline than non-smokers. | ​<5.0 ng/mL | Not Available | 4 hrs | 7 days a week |  | 1mL (2 microtainers)
177 | CD48TB | CD4/CD8 Count with Total T and B cells | Lavender Top (K2 EDTA) | Esoteric TGH Laboratory | Blood | 86359 | ​​CD4/CD8 Total T/B | LAB2134 |  | Flow Cytometry | ​Immunophenotypic analysis may assist in evaluating cellular immunocompentency in suspected cases of primary and secondary immunodeficiency states. | ​%CD4: 0.33-0.66 Absolute CD4: 500-2600 mm3 %CD8: 0.18-0.37 Absolute CD8: 330-1000 mm3 CD4/8 Ratio: 0.9-2.9 | Not Available | 24 hrs | 7 days a week | A.M. | 0.5 mL (1 microtainer)
185 | CERU | Ceruloplasmin, Serum | Plasma (green top) Lithium Heparin, Serum (Red Top), EDTA (Lavender Top) | Chemistry TGH Laboratory | Blood | 82390 | ​Ceruloplasmin​ | LAB703 | ​Add on specimens accepted within 5 days | Rate Nephelometry | ​Approximately 80% of the body's copper is bound to Ceruloplasmin. Ceruloplasmin is an acute phase reactant. Concentrations are decreased in approximately 75% of patients with Wilson's disease, an autosomal recessive disorder of copper metabolism. | ​20 - 60 mg/ dL | Not Available | 4 hours | 7 days | 24 hrs | 1 mL (2 microtainers)
492 | CFLA | Lactic Acid, CSF | Sterile, Leak proof, Screw Top Container | Chemistry TGH Laboratory | CSF | 86305 | ​​ | LAB187 |  | Enzymatic, colorimetry |  | ​No Reference Range | 1 hr. | 4 hrs | 7 days a week | 24 hrs | 0.5 mL CSF
183 | CCDNA | ZZZCELL CYCLE ANALYSIS | 48 hrs fresh refrigerated tissue; 7 days paraffin-embedded tissue | Esoteric TGH Laboratory | Tissue | 88182 | ​Cell Cycle DNA | LAB2119 | ​48 hrs fresh refrigerated tissue; 7 days paraffin-embedded tissue | Flow Cytometry | ​Used in determination of DNA content (ploidy) and growth rate in detection of cancers. DNA ploidy analysis measures the chromosome content of the cancer cells. Diploid tumors have chromosome numbers of 46 chromosomes. Tumors that are not diploid suggest a major chromosomal disruption that serves as a poor prognostic sign. |  | Not Available | Within 72 hrs. | 3 days a week (M-W-F) | A.M.
376 | CFGLUC | Glucose, CSF | Sterile, Leakproof, Screw Top Container | Chemistry TGH Laboratory | CSF | 82945 | ​​ | LAB185 |  | Oxygen Sensor | ​Low CSF glucose concentrations suggest meningitis (especially if due to bacteria or tuberculosis), neoplastic involvement. | ​40 - 70 mg/dL | 1 hr. | 4 hrs | 7 days a week | 24 hrs | 0.3 mL CSF
499 | CFLDH | Lactate Dehydrogenase (LDH), CSF | Sterile, Leak proof, Screw Top Container | Chemistry TGH Laboratory | CSF | 83615 | ​​ | LAB2022 |  | Enzymatic rate |  | ​No reference range | 1 hr. | 4 hrs | 7 days a week | 24 hrs | 0.5 mL
190 | CFCL | Chloride, CSF | Sterile, Leakproof, Screw Top Container | Chemistry TGH Laboratory | CSF | 82438 | ​​ | LAB2008 |  | Ion-selective electrode |  | ​No Reference Range | 1 hr. | 4 hrs | 7 days a week | 24 hrs | 0.5 mL
176 | CD48 | CD4/CD8 COUNT AND RATIO PROFILE | Lavender Top (K2 EDTA) or Fluids | Esoteric TGH Laboratory | Blood or Fluid | 86360 | ​CD4/CD8 Count/Ratio | LAB2133 |  | Flow Cytometry | ​Immunophenotypic analysis may assist in evaluating cellular immunocompentency in suspected cases of primary and secondary immunodeficiency states. | ​%CD4: 0.33-0.66 Absolute CD4: 500-2600 mm3 %CD8: 0.18-0.37 Absolute CD8: 330-1000 mm3 CD4/8 Ratio: 0.9-2.9 | Not Available | 24 hrs | 7 days a week | A.M. | 0.5 mL (1 microtainer)
137 | CDTTXA | CLOSTRIDIUM DIFFICILE GDH ANTI TOXIN W/RFLX TO PCR | Sterile cup - loose stool | Microbiology TGH Laboratory | Stool | 87449 | ​C.DIFF GDH ANTI/TOXIN W.RFLX​ | LAB9661 | ​Testing is recommended on loose or liquid stools - those that take the shape of the container. Not recommendedfor formed stool. | Rapid membrane enzyme immunoassay | Detection of C. difficile GDH antigen, toxins A and B are used as an aid in the diagnosis of C. difficile disease. | ​None detected | Not Available | 24 hours | 7 days a week | M – F twice per shift, Sat-Sun once per shift | N/A
175 | CD4CNT | CD4 Count | Lavender Top (K2 EDTA) | Esoteric TGH Laboratory | Blood | 86361 | ​​ | LAB342 |  | Flow Cytometry | ​Immunophenotypic analysis may assist in evaluating cellular immunocompentency in suspected cases of primary and secondary immunodeficiency states. | ​%CD4: 0.33-0.66 Absolute CD4: 500-2600 mm3 | Not Available | 24 hrs | 7 days a week | A.M. | 0.5 mL (1 microtainer)
117 | PAAB | Blood Culture, Pediatric, Aerobic plus Anaerobic | One set of BacT/Alert bottles {2 bottles per set}; one pedi-Aerobic (Yellow) and 1 Anaerobic (Orange) | Microbiology TGH Laboratory | BLOOD | LAB2065 | ​PED AER/ANA BLD CULT​ | CULTURE, BLOOD PEDI AEROBIC PLUS ANAEROBIC | ​Optimum recovery with 9 mL draw (4 mL in yellow; 5 mL in orange). The orange bottle is an adult bottle (there is no pedi size anaerobe bottle), thus the minimum of 5 mL is required! Not recommended for adult patients because less than 20mls of blood collected may result in decreased detection of sepsis or bacteremia in an adult. | Conventional Culture |  | ​No Growth | Collection only | 5 days | 7 days a week | Inoculated at time of collection | 3.5 – 9.0 mL blood minimum (total draw)
592 | OXCARB | OXCARBAZEPINE LEVEL, SERUM/PLASMA | Red Top (No Additive) preferred, Lavender Top (K2EDTA) | Quest Diagnostics | SERUM/PLASMA | 83789 | ​ ​Oxcarbazepine,​Trileptal, 10-hydroxycarbazepine | LAB484 | ​Sent to reference laboratory. 0.3 mL refrigerated serum or EDTA plasma. Do not collect in serum separator tubes (SST). | Liquid Chromatography Tandem Mass Spectrometry | ​Oxcarbazepine is an anticonvulsant and mood stabilizing drug, used primarily in the treatment of epilepsy and bipolar disorder. | ​Therapeutic 8.0-35.0 mcg/mL Toxic >35.0 mcg/mL Detection limit 0.5 mcg/mL | Not Available | 4 - 7 days | Monday - Saturday | PM | 1mL (2 microtainers)
591 | OXAL24 | OXALIC ACID (OXALATE), W/CREATININE, URINE, 24 HOUR | 24 hr Urine Container | Quest Diagnostics | URINE | 83945 | ​OXALATE 24HR | LAB421 | ​Sent to reference laboratory. 2 mL room temperature urine aliquot .Collect urine with 25 mL of 6N HCl to maintain a pH below 3.Patient should refrain from taking excessive amounts of Ascorbic Acid or Oxalate-rich foods (i.e. spinach, coffee, tea, chocolate, and rhubarb) for at least 48 hours prior to the collection period. | Spectrophotometry | ​Excessive oxalates in the urine may lead to oxalate kidney stones. Hyperoxaluria may be due to a rare inherited metabolic disorder in which the body produces excess of the salt oxalate leading to stone formation. | ​3.6-38.0 mg/24 h | Not Available | 4 - 7 days | Monday, Wednesday, Friday | PM | 24 hr. collection (2.0 mL aliquot)
198 | CHROMA | CHROMOGRANIN A, ELISA, SERUM | Red Top (SST) serum separator tube | Quest Diagnostics | Serum | 86316 | ​​Chromogranin A | LAB2123 | ​Sent to reference laboratory. 0.8mL refrigerated serum. 16379 | Electrochemiluminescence | ​Chromogranin A is stored in and secreted from the secretory cells of endocrine and neuroendocrine cells. Patients with neuroendocrine tumors such as pheochromocytoma, neuroblastoma, carcinoid-like tumors, and small cell lung carcinoma have increased concentrations of Chromogranin A. | ​1.5 – 15.0 ng/mL | Not Available | 3 - 5 days | Tues-Sat | A.M. | 0.3 mL minimum serum, 0.8 mL serum preferred
593 | PANEL1 | PANCREATIC ELASTASE, FECAL | Sterile, Leak proof, Screw Top Container | Quest Diagnostics | STOOL | 82656 | PANCREATIC ELASTASE​ | LAB979 | ​Sent to reference laboratory. 0.3 gm refrigerated stool. Do not add fixative or preservative. | Enzyme Linked Immunosorbent Immunoassay | ​The Elastase-1 is a quantitative enzyme linked immunosorbent assay for measuring concentrations if elastase-1 in feces as an aid in diagnosis of the exocrine pancreatic function. | ​Pancreatic Elastase-1 mcg/g Adult and Pediatric Reference Ranges for Pancreatic Elastase-1: Normal: >480 mcg/g Low Normal: 201-480 mcg/g Moderate Pancreatic Insuffiency: 100-200 mcg/g Severe Pancreatic Insufficiency: <100 mcg/g Elastase-1 (E-1) assay results are expressed in mcg/g, which represent mcg E1/g feces. It is recommended to interrupt an enzyme substitution therapy for 72 hours in order to avoid possibility of a cross-reaction with porcine proteins. | Not Available | 4 - 7 days | Tuesday and Thursday | Morning | 1 gram stool
82 | FANASC | FANA SCREEN (TEST) | Red Top (No Additive) | Immunology TGH Laboratory | Serum | 86038 | ​​ANTINUCLEAR AB (ANA) TITER​ | LAB147 |  | Enzyme Linked Immunosorbent Immunoassay | ​ANA's in high frequency in systemic rheumatic diseases, specifically systemic lupus erythematosus (SLE) and patients with polymyositis, scleroderma, and antiphospholipid syndrome. The different immunofluorescent patterns are associated with different autoimmune diseases. Many healthy individuals may have low titers of ANA. Additional laboratory tests are useful to improve specificity and monitor disease. | ​Negative | Not Available | Within 72 hrs. | 5 days a week (M-F). Not performed on holidays | A.M. | 0.5 mL (1 microtainer)
195 | CHOL | Cholesterol | Green (Li Heparin)-Preferred, Red Top (No Additive), Gold Top (SST) | Chemistry TGH Laboratory | Blood | 82465 | ​​ | LAB60 | ​Add on specimens accepted within 5 days. | Enzymatic rate | ​Total Cholesterol is used to calculate LDL Cholesterol. Increasing concentrations of Total Cholesterol and LDL. Cholesterol are both correlated with increasing risk of cardiovascular disease. Total Cholesterol and LDL. Cholesterol are used to monitor response to cholesterol-lowering therapy. | ​<200 mg/ dL desirable 200 – 400 mg/dL borderline >240 mg/dL high | 1 hr. | 4 hrs | 7 days a week | 24 hrs | 0.5 mL (1 microtainer)
201 | CHROM | Chromosome Analysis, Blood | Green Top (Sodium Heparin) | Genzyme Genetics | Blood | 88230 88262 | ​​Karyotype, Blood | LAB888 | ​Sent to reference laboratory. Call Lab for tube. Floor/ client must fill out GENZYME form with the following information - Specimen draw date, Patient name, DOB, Ethnicity / Race, Weight, Complete patient history. | Culture, Microscopy, Karyotype | ​Blood Chromosome Analysis is used to evaluate patient for congenital anomaly (birth defect), developmental delay, ambiguous genitalia, mental retardation, hyptoorchidism, hypogonadism, primary menorrhea, infertility, multiple miscarriages, or the carrier status in relatives of patients with known chromosome abnormalities. | ​46, XX or 46 XY-See Report for additional Information | Not Available | 7-10 days | 5 days a week (M-F). Not performed on holidays | A.M. | Adult: 5.0 mL Child or infant: 2 mL
117 | PAAB | CULTURE, BLOOD PEDI AEROBIC PLUS ANAEROBIC | One set of BacT/Alert bottles {2 bottles per set}; one pedi-Aerobic (Yellow) and 1 Anaerobic (Orange) | Microbiology TGH Laboratory | BLOOD | 87040 | ​​PED AER/ANA BLD CULT​ | LAB2065 | ​Optimum recovery with 9 mL draw (4 mL in yellow; 5 mL in orange). The orange bottle is an adult bottle (there is no pedi size anaerobe bottle), thus the minimum of 5 mL is required! Not recommended for adult patients because less than 20mls of blood collected may result in decreased detection of sepsis or bacteremia in an adult. | Conventional Culture |  | ​No Growth | Collection only | 5 days | 7 days a week | Inoculated at time of collection | 3.5 – 9.0 mL blood minimum (total draw)
139 | CINHIB | C1 Esterase Inhibitor, Functional, Seum | Red Top (No Additive) | Quest Diagnostics | Serum | 86161 | ​​C1 Inhibitor | LAB769 | ​Sent to reference laboratory. 0.2 mL frozen serum. Freeze serum within one hour of time drawn. Do not use gel barrier tubes. 23042 | Enzyme Immunoassay | ​C1 esterase is decreased in angioedema. The inherited form is usually diagnosed in the first two decades of life. The acquired form affects primarily adults with autoimmune or lymphoproliferative disorders. Approximately 15% of patients with hereditary angioedema have a normal concentration of the protein but it is dysfunctional. | ​C1 Inhibitor, Functional % >=68 NORMAL 41-67 EQUIVOCAL <=40 ABNORMAL Less than 40% of the reference functional activity indicates a likely diagnosis of hereditary angioedema or acquired C1 inhibitor deficiency. | Not Available | 4 - 7 days | Tuesday, Friday | P.M. | 1 mL (2 microtainers)
197 | CHRPOC | Chomosome Analysis, Products of Conception | Sterile, Screw Top Container with Cytogenetics medium | Genzyme Genetics | See Special Instructions | 88233 88262 | ​​POC Chromosomes,Karyotype, Chorionic Villus | Orderable by Pathology Only (LAB889) | ​Sent to reference laboratory. Place 3-4 mm biopsy of 50 -100 mg of tissue including the chorionic villi. Floor / client must fill out GENZYME form with the following information - Specimen draw date, Patient name, DOB, Ethnicity / Race, Weight, Number of fetuses in this pregnancy, Gestational age of pregnancy, prefererably by ultrasound. Complete patient history. | Culture, Microscopy, Karyotype | ​Chromosome analysis of chorionic villi is used to detect chromosome abnormality in an aborted fetus and is important for genetic counseling and assessing risks for future abnormal pregnancies. | ​46, XX OR 46, XY-See Report for additional Information | Not Available | 7 - 21 days | 5 days a week (M-F). Not performed on holidays | A.M. | See Special Instructions
231 | CKMBS | Creatine Kinase(CK) MB Screen, Serum | Green (Li Heparin)-Preferred, Red Top (No Additive), Gold Top (SST) | Chemistry TGH Laboratory | Blood | 82553 | ​CK MB Screen | LAB63 | ​Add on specimens accepted within 48 hours. | Immunochemiluminometric Assay | ​Creatine Kinase Isoenzymes is useful in the evaluation of myocardial disease. Isoenzymes MB is increased in recent myocardial (heart) damage. | ​<6.6 ng/ mL | 1 hr. | 4 hrs | 7 days a week | 24 hrs | 1 mL (2 microtainers)
208 | CIT24H | CITRIC ACID W/CREATININE, 24 HR URINE | 24 hr Urine Container (NO Preservative). Refrigerate during and after collection. | Quest Diagnostics | Urine | 82507 | ​​Citrate, 24-Hour Urine | LAB377 | ​Requires accurate 24 hour urine collection. Transport refrigerated (cold packs) Collect urine without preservative. Refrigerate during and after collection. Donot include first morning specimen; collect all subsequent voidings. The last sample collected should bethe first morning specimen voided the following morning at the same time as the previous mornings first voiding. 10.0 mL urine preferred (refrigerated). | Spectrophotometry, Enzymatic | ​Citrate binds to calcium and inhibits kidney stone formation. Thus, low concentrations of citrate may lead to kidney stone formation. This is the most important risk factor for kidney stone formation in children. The treatment of calcium stones involves increasing urinary citrate excretion. | ​No age/sex specific ranges for this test. Females: 180-1070 mg/g creat Males: 60- 660 mg/g creat | Not Available | Next day | Monday - Friday | P.M | 1.0 mL aliquot from 24 hr. collection, minimum. 10.0 mL aliquot preferred
134 | FBUN | BUN, Fluid | Sterile, Leakproof, Screw Top Container | Chemistry TGH Laboratory | FLUID | 84520 | Urea Nitrogen Fluid | LAB2032 |  | Enzymatic rate |  | ​No Reference Range | 1 hr. | 4 hrs | 7 days a week | 24 hrs | 0.5 mL
264 | CMVM | Cytomegalovirus (CMV), AB, IgM, Blood | Red Top (No Additive) | Quest Diagnostics Nicholas Institute | Serum - Blood | 86645 | ​CMV-IGM ABDY​,​​CMV Antibody IgM, CMV IgM Ab, Cytomegalovirus IgM Antibody | LAB957 | ​Sent to a reference lab. Transport at room temperature. Gross hemolysis, lipemia and icteric specimens will be rejected. | Immunoassay (IA) | ​CMV infections are common and usually asymptomatic. In pateints who are immunocompromised, CMV may cause disseminated, severe disease. CMV may cause birth defects in a minority of infected newborns.​ | ​<30.00 AU/mL No antibody detected 30.00-34.99 AU/mL Equivical >=35.00 AU/mL Antibody detected Results from any one IgM assay should not be used as a sole determinant of a current or recent infection. Because an IgM test can yield false positive results and low level IgM antibody may persist for more than 12 months post infection, reliance on a single test result could be misleading. Acute infection is best diagnosed by demonstrating the conversion of IgG from negative to positive. If an acute infection is suspected, consider obtaining a new specimen and submit for both IgG and IgM testing in two or more weeks. | Not Available | Next day | Tuesday, Thursday, Saturday | A.M. | 0.5 mL (2 microtainers); 1 mL serum preferred.
243 | CN | Cyanide Level | Sodium Heparin (Green Top), preferred, Call Lab to obtain Sodium Heparin Green Top EDTA (Lavender Top), sodium fluoride (Gray-top) acceptable | Quest Diagnostics | Whole Blood | 82600 | ​​​Cyanide | LAB972 | ​10.0 mL refrigerated whole blood. Call lab for sodium heparin green top. 400 | Colorimetric | ​Toxic syndromes are rapid and include flushing, headache, dizziness, and tachypnea that may progress to respiratory depression and death. 80% of cyanide is converted to thiocyanate. Administration of sodium nitroprusside contributes to the total body pool of cyanide and complicates interpretation. | ​< 0.1 mg/L | Not Available | Next day | Monday, Wednesday, Friday | A.M. | 1.0 ml whole blood (minimum), 10.0 ml whole blood, preferred
162 | CO2 | Carbon Dioxide (CO2) | Green (Li Heparin)-Preferred, Red Top (No Additive), Gold Top (SST) | Chemistry TGH Laboratory | Blood | 82374 | ​​CO2 | LAB55 | ​Add on specimens accepted within 5 days (capped) | pH Electrode | ​Carbon dioxide is used to assess acid-base balance. Increased concentrations are most often due to respiratory acidosis or metabolic alkalosis. | ​22 - 29 mEq/ L | 1 hr. | 4 hrs | 7 days a week | 24 hrs | 0.5 mL (1 microtainer)
289 | FCLYTB | Electrolytes-Fecal (Sodium, Potassium and Cl) | Liquid feces (10 ml aliquot from random or timed Urine collection sent in Sterile, Screw Top Container. Refrigerate during collection (24, 48, 72 hr collection is acceptable) Only Liquid sample is acceptable. Formed stool is not acceptable. | Quest Diagnostics | Liquid Stool | 82438, 84302, 84311 | ​​Fecal Electrolytes, Fecal Na, K, Cl | Electrolytes Feces( LAB388) | ​Sent to reference laboratory. 10.0 mL liquid stool aliquot. Stool must be shipped frozen. 10.0 mL aliquots of 24-hour, 48-hour, or 72-hour liquid stool specimens are also acceptable. 4945 | Flame Photometric, Coulometric titration | ​Electrolytes, stool, is useful in evaluating electrolyte loss in diarrhea and malabsorption states. | ​Reference ranges have not been established. However, Fecal Osmotic Gap in mOsm/kg can be calculated using the following equation: Fecal Osmotic Gap = 290 - 2x ([Na] + [K]). A Fecal Osmotic gap of 125 mOsm/kg or greater isindicative of osmotic diarrhea, whereas a result of 50 mOsm/kg or less indicates secretory diarrhea. | Not Available | Report available: next day | Monday - Friday | P.M. | 10.0 mL Liquid stool, preferred
265 | CMVMF | Cytomegalovirus (CMV), AB, IgM, Fluid | Sterile, Leak proof, Screw Top Container | Immunology TGH Laboratory | Fluid | 86645 | ​CMV/FLUID-IGM ABDY​ | LAB2015 | ​Test is for fluid specimens ONLY to be tested for CMV-IgM antibodies. | Enzyme Linked Immunosorbent Immunoassay | ​CMV is a herpes virus which causes a range of infections.Symptoms can include fever, lethargy and atypicallymphocytosis that can mimic the symptoms caused by Epstein-Barr virus. | ​Negative | Not Available | 3 - 5 days | Monday - Friday | A.M. | 0.5 mL
213 | COC | Cocaine Metabolites, Urine | Sterile, Leak proof, Screw Top Container | Chemistry TGH Laboratory | Urine | 80101 | ​​ | LAB378 | ​Test performed only on urine | Chemistry TGH Laboratory |  | ​Negative | 1 hr. | 4 hrs. | 7 days a week | 24 hrs | 1 mL Urine
217 | CMP | Comprehensive Metabolic Panel (CMP), Serum | Green (Li Heparin)-Preferred, Red Top (No Additive), Gold Top (SST) | Chemistry TGH Laboratory | Blood | 80053 | ​Comprehensive Metab Panel | LAB17 |  | See individual tests. | ​The comprehensive metabolic panel includes tests in the basic metabolic panel plus tests useful to assess liver function, bone disease, and in general, many medical conditions. This panel includes the following tests: Na, K, Cl, CO2, Gluc, BUN, Creat, Ca, TBili, Alk Phos, Alb, Protein, AST, ALT | ​See individual tests | 1 hr. | 4 hrs | 7 days a week | 24 hrs | 1 mL (2 microtainers)
212 | COCUR | Cocaine Confirmation, Urine | Sterile, Leakproof, Screw Top Container | Quest Diagnostics | Urine | 80102 | ​​ | Not Orderable in Precise- Order Drug Screen Urine (LAB379) | ​7.0 mL refrigerated Urine, minimum. 16888 | Gas Chromatography Mass Spectrophotometry |  |  | Not Available | 4 days | Monday - Saturday | P.M. | 7.0 mL Urine, minimum. 20.0 mL Urine, preferred
262 | CMV1 | Cytomegalovirus(CMV)AB, IgG, Blood | Red Top (No Additive) | Immunology TGH Laboratory | Blood | 86644 | ​​CMV IgG Antibody | LAB467 | ​CMV causes an infectious mononucleosis syndrome indistinguishable from heterophile positive mononucleosis. Significant CMV titers are found almost universally in patients with AIDS. Also see "TORCH-IgG Antibody | Enzyme Linked Immunosorbent Immunoassay | ​CMV IgG antibody useful in determining prior exposure to CMV for purposes of organ transplantation. CMV can cause, fever, lethargy and atypical lymphocytosis that can mimic the symptoms caused by Epstein-Barr virus | ​Negative | Not Available | Within 72 hrs. | Monday - Friday | A.M. | 1mL (2 microtainers)
141 | COMPL2 | Complement C2, Serum | Red Top (No Additive, no gel) May be drawn on gel barrier, but needs to be spun and separated within one hour | Quest Diagnostics | Serum | 86160 | ​​C2 Complement | LAB153 | ​Sent to reference laboratory. 1.0 mL serum preferred. Separate serum within one hour of time drawn and refrigerate. Transport refrigerated (cold packs). 68262 | Radial Immunodiffusion | ​The complement system is critical to inflammatory responses. C2 is a component of the classical pathway. Decreased concentrations are observed in patients with immune complex diseases such as systemic lupus erythematosus (SLE) and immune complex-induced vasculitis. Low levels of C2 indicate increased catabolism (as in immune complex disease) or decreased synthesis. | ​1.6-3.5 mg/dL | Not Available | 5 days | Monday, Wednesday | P.M. | 0.1mL minimum serum. 1.0 mL (2 microtainers) serum preferred
206 | CMA | Chromosome Microarray Analysis | See special Instructions | Integrated Genetics | Blood | 88230, 88291, 81403, 88367 | ​​Array CGH | Not Orderable; Call lab at 7284 (LAB2599) | ​Draw 4 ml Na Heparin green top Minimum volume 2.0 mL in Na Heparin Green Top | Micrroarray CGH analysis | ​Array CGH (aka CMA) is a molecular cytogentic test designed to detect chromosomal imbalance (loss or gain) for a wide array of clinically significant regions together with a dense backbone of regularly spaced regionsacross the entire genome. The test will detect the majority of known microdeletion and microduplication syndromes including sub-telomeric and numerical abnormalities. This test will also detect an imbalance at otherregions along each chromosome. |  | N/A | 2 -3 weeks | 5 days a week | A.M. | 2.0 ml
211 | CNSPAN | CNS MENINGITIS PANEL, CSF | Sterile, Leak-proof, Screw Top Container | Microbiology TGH Laboratory | CSF | 87798, 87653, 87496, 87532, 87529 | ​​CNS PATHOGEN NAAT PANEL​,Meningitis/Encephalitis (ME) PCR Panel, CSF PCR Panel | LAB9663 |  | Qualitative Multiplex Nucleic-acid based PCR | ​As many as 55% of children are seen by a physician and started on antibiotic therapy before meningitis is detected. Detection and identification of nucleic acids directly from the CSF is a rapid method of diagnosis. It may be the most important test in partially treated meningitis, since the Gram stain and culture may be negative. The panel can detect bacteria, viruses, and yeast. The following organisms can be detected and identified: Escherichia coli K1, Haemophilus influenza, Listeria monocytogenes, Neisseria meningitidis (encapsulated), Streptococcus agalactiae, Streptococcus pneumoniae, Cytomegalovirus, Entervirus, Herpes simplex virus 1, Herpes simplex virus 2, Human herpesvirus 6, Human parechovirus, Varicella zoster virus, and Cryptococcus neoformans/gattii. | ​Not detected for all of the pathogens in the panel | 4 hours | 24 hours | 7 days a week | 24 hours a day | 200uL of Cerebrospinal Fluid (CSF)
214 | COCAB | Coccidioides Anitbodies, Serum | Red Top (No Additive) | Focus Diagnostics. This test is not cleared or approved by the FDA. They have determined that such clearance is not necessary. | Serum | 86635 | ​COCCIDIOIDES ANTIBODIES TO TP AND F ANTIGENS​,Coccidioides Abs | LAB791 | ​Sent to reference laboratory. 0.5 mL frozen serum. 199628 | Enzyme Linked Immunosorbent Immunoassay (ELISA). Reflex: Immunodiffusion (ID) | ​Infection by Coccidiodes immitis can produce a spectrum of disease, with most patients being asymptomatic and some developing disseminated disease, including pneumonia and meningitis. | ​<0.90 | Not Available | report available: 3 days | 1 day a week (day varies) | N/A | 0.25 mL serum, minimum. 0.5mL serum, preferred.
220 | COP24H | Copper, 24 hour Urine | 24 hr Urine Container (Acid Washed Metal Free Container) | Quest Diagnostics | Urine | 82525 | ​​​ | LAB380 | ​3 mL of 24 hour urine collection (acid washed container). Obtain 24-hour urine in acid washed metal free container. Refrigerate during collection. Do not include first morning specimen; collect all subsequent voidings. The last sample collected should be the first morning specimen voided the following morning at the same time as the previous mornings first voiding. To avoid contamination, do not pour out and measure the 24 hour urine. Record total volume on container and requisition. Transport temperature of room temperature is acceptable. Stable 5 days at room temperature, 14 days refrigerated. Sample must be transported in an acid-washed plastic container. 365 | Coupled Plasma/Mass Spectrometry | ​Copper is an essential element that is a cofactor of many enzymes. Copper metabolism is disturbed in Wilson's disease, Menkes disease, primary biliary cirrhosis, and Indian childhood cirrhosis. Urinary copper concentrations are also useful to monitor patients on chelation therapy. | ​18 – 60 mcg/24hour | Not Available | 2 days | 5 days a week (M-F). Not performed on holidays | Afternoon | 3.0 mL of 24 hr Urine (random urine is NOT acceptable), 7.0 mL preferred
189 | CL | Chloride, Blood | Green (Li Heparin)-Preferred, Red Top (No Additive), Gold Top (SST) | Chemistry TGH Laboratory | Blood | 82435 | ​​CL | LAB59 | ​Add on specimens accepted within 5 days | Ion Selective Electrode | ​Chloride is the primary plasma anion. Chloride, along with other electrolytes, is useful in evaluating patients with acid-base and water disturbances or imbalances. | ​98 - 107 mEq/ L | 1 hr. | 4 hrs | 7 days a week | 24 hrs | 0.5 mL (1 microtainer)
455 | CMI | Immune Cell Function (CMI) Immuknow | Green Top (Sodium Heparin) THIS IS THE ONLY ACCEPTABLE SPECIMEN | LifeLink Immunology Laboratory | Blood | 82352 | ​Immune Cell Function,​​Cylex | LAB2210 | ​Drawn Monday – Friday between 0300 and 1530. | Luminometer | ​This assay can be used as part of a patient’s work-up before and after solid organ transplantation. The test may also assess the patient’s state of immunosuppression and provide the ability to personalize treatment protocols for preventing over-suppression (that may lead to infection) or under-suppression (that may result in graft rejection). | ​≤225 ng ATP/ mL Low Immune Cell Response 226-524 ng ATP/ mL Moderate Cell Response ≥525 ng ATP/ mL Strong Immune Cell Response ** Pediatric ranges have not been established for this test. | Not Available | Within 72 hrs. | 5 days a week (M-F). Not performed on holidays | PM | 5 mL
210 | CLON | Clonopin | Red Top (No Additive, no gel, no SST). Collect at trough concentration, immediately before next dose. Alternate specimen- Plasma collected in: EDTA (Lavender Top), sodium heparin (Green Top) or lithium heparin (Green Top) | Quest Diagnostics | Serum | 80154 | ​Clonopin, Rivotril, Klonopin,Clonazepam​ | LAB466 | ​Sent to reference laboratory. 2.0 mL frozen serum .Do not use gel barrier tubes. No SST tubes. | High Performance Liquid Chromatography | ​Clonazepam is a benzodiazepine used as a tranquilizer. Clonazepam is used in treating patients with seizures andreducing tardive dyskinesia. Therapeutic drug monitoring is useful to avoid toxicity. | ​ADULT: 30-60 mcg/L TOXIC: GREATER THAN 70 | Not Available | Next day | Monday, Wednesday, Friday | afternoon | 1.0 mL serum, 2.0 mL serum preferred
194 | CL24H | Chloride, 24 HR Urine | 24 hr Urine Container | Chemistry TGH Laboratory | Urine | 82436 | 24 hr Urine Chloride | LAB2122 | ​Collect urine without preservative. Refrigerate during and after collection. Do not include first morning specimen; collect all subsequent voidings. The last sample collected should be the first specimen voided the following morning at the same time as the previous mornings first voiding. | Ion Selective Electrode | ​Urinary Chloride is useful in assessing patients with acid-base disturbances. For patients with metabolic alkalosis: excessive corticosteroids and elevated urinary. Chloride concentrations are consistent with chloride resistance. In contrast, patients with elevated serum and low urinary Chloride concentrations are chloride sensitive or salt responsive. | ​110 - 250 mMol/ 24Hr | Not Available | 24 hrs. | 7 days a week | 24 hrs | 24 hr Urine Specimen
221 | COP | Copper, Blood | Preferred specimen: 2.0 mL serum collected in a no additive (dark blue-top) tube. Alternate specimen: plasma from EDTA (dark-blue top) tube, or sodium heparin (dark-blue top) tube | Quest Diagnostics / Nichols | Blood - Plasma | 82525 | ​​Copper | LAB817 | ​Sent to a reference laboratory. 0.7mL plasma needed. Call lab for tube. Tube must be completely full or specimen will be rejected for QNS. Separate serum (or plasma) from cells within two hours of collection into clean, plastic, acid washed or metal-free vial. Refrigerate specimen for transport. Stable for 5 days at room temperature, 10 days refrigerated, 30 days frozen. 363 | Inductively-Coupled Plasma/Mass Spectrometry (ICP/MS) – Atomic Spectroscopy (AS) | ​Copper is an essential element that is a cofactor of many enzymes. Copper metabolism is disturbed in Wilson'sdisease, Menkes disease, primary biliary cirrhosis, and Indian childhood cirrhosis. Copper concentrations increase in acute phase reactions. Copper concentrations are decreased with nephrosis, malabsorption, and malnutrition. Copper concentrations are also useful to monitor patients, especially preterm newborns, on nutritional supplementation. Results of copper are often interpreted together with ceruloplasmin. | ​Adult ≥18 Years 70-155 mcg/dL Pediatric: see report | Not Available | Next day | Monday - Friday | Afternoon | 3.0 mL from dark blue-top tube.
191 | FCCLB | Chloride, Fecal | Sterile, Screw Top Container or 24hr fecal collection container | Quest Diagnostics | Feces | 82438 | ​​Fecal Chloride | LAB2009 | ​Sent to reference laboratory. 3 mL frozen liquid stool. Stool must be liquid. 10 mL aliquots of 24-hour, 48-hour, or 72-hour liquid stool specimens are also acceptable. 4944 | Coulmetric titration | ​Chloride, Feces, is useful in evaluating electrolyte loss in diarrhea and malabsorption states. | Reference ranges have not been established. However, Fecal Osmotic Gap in mOsm/kg can be calculated using the following equation: Fecal Osmotic Gap = 290 - 2x ([Na] + [K]). A Fecal Osmotic gap of 125 mOsm/kg or greater is indicative of osmotic diarrhea, whereas a result of 50 mOsm/kg or less indicates secretory diarrhea. | Not Available | 4 - 7 days | Monday - Friday | P.M. | 3 mL Liquid Stool
260 | CMVPCR | Cytomegalovirus (CMV) PCR, Fluid | Sterile, Leak proof, Screw Top Container | Esoteric TGH Laboratory | Fluid, CSF, or Urine | 87496 | ​​CMV PCR, Fluid | LAB2013 | ​Random urine: 1.0 mL CSF:1.0 mL Bronchial lavage/ wash:1.0 mL | Real Time PCR | ​CMV infections are common and usually asymptomatic. In patients who are immunocompromised, CMV may cause disseminated, severe disease. CMV may cause birth defects in a minority of infected newborns. DNAmethods provide the highest sensitivity and specificity of any method. | ​NOT DETECTED | Not Available | Within 72 hrs. | 5 days a week (M-F). Not performed on holidays | A.M. | 1 mL
236 | CR24H | Creatinine, 24 HR Urine | 24 hr Urine Container | Chemistry TGH Laboratory | Urine | 82570 | ​24-Hour UrineCreatinine | LAB712 | ​Collect urine without preservative. Refrigerate during and after collection. Do not include first morning specimen; collect all subsequent voidings. The last sample collected should be the first specimen voided the following morning at the same time as the previous mornings first voiding. | Colorimetry/ Alkaline Picrate | ​Urinary creatinine is useful as part of the creatinine clearance and to assess completeness of 24-Hour Urinecollections. | ​Male:1.0 - 2.0 gm/ 24Hr Female:0.8 - 1.8 gm/ 24Hr | Not Available | 24 hrs. | 7 days a week | 24 hrs | 24 hr Urine specimen
234 | FCREA | Creatinine, Fluid | Sterile, Leak proof, Screw Top Container | Chemistry TGH Laboratory | Fluid | 82570 | ​Fluid Creatinine​ | LAB65 |  | Colorimetry/ Alkaline Picrate | ​Creatinine is the product of creatine metabolism. Creatinine is a measure of renal function. Elevations ofcreatinine are observed in patients typically with 50% or greater impairment of renal function. | ​No Reference Range | 1 hr. | 4 hrs | 7 days a week | 24 hrs | 0.5 mL
268 | DCP | Des-Gamma-Carboxy-Prothrombin (DCP) | Red Top (No Additive) | Quest Diagnostics Nichols Inst San Juan Capistrano | Serum | 83951 | ​​Des-Gamma-Carboxy-Prothrombin PIVKA-ll | LAB7136 | ​Sent to reference laboratory. 1.0 mL refrigerated serum. 19982 | Immunoassay | ​The DCP assay is intended for in vitro diagnostic use as an aid in the risk assessment of patients with chronic liver disease for progression to hepatocellular carcinoma (HCC) in conjunction with other laboratory findings and clinical assessment. | ​<7.5 ng/mL | Not Available | Report available: 3 days | Tuesday | A.M. | 0.5 mL serum, minimum. 1.0 mL serum, preferred
245 | CYCLOS | Cyclosporine, Random | Lavender Top (K2 EDTA) | Chemistry TGH Laboratory | Blood | 80158 | ​Cyclosporine​ | LAB874 | ​Add on specimens accepted within 7 days. | Chemiluminescent microparticle immunoassay | ​Cyclosporine is a commonly used immunosuppressive drug in patients receiving transplants. Therapeutic drug monitoring is useful to optimize dose and avoid toxicity. | ​No definitive therapeutic or toxic ranges have been established. Optimal blood drug levels are influenced by type of transplant, patient response, time post-transplant, co-administration of other drugs, and drug formulation. | 1 hr. | 8 hrs | 7 days a week | 24 hrs | 0.5 mL (1 microtainer)
244 | CYCLOP | Cyclosporine, Peak | Lavender Top (K2 EDTA) | Chemistry TGH Laboratory | Blood | 80158 | ​​ | LAB2129 | ​Add on specimen accepted within 7 days | Chemiluminescent microparticle immunoassay | ​Cyclosporine is a commonly used immunosuppressive drug in patients receiving transplants. Therapeutic drug monitoring is useful to optimize dose and avoid toxicity. | ​No definitive therapeutic or toxic ranges have been established. Optimal blood drug levels are influenced by type of transplant, patient response, time post-transplant, co-administration of other drugs, and drug formulation | 1 hr. | 8 hrs | 7 days a week | 24 hrs | 0.5 mL (1 microtainer)
229 | CPK | Creatine Phoskinase (CPK) Blood | Green (Li Heparin)-Preferred, Red Top (No Additive), Gold Top (SST) | Chemistry TGH Laboratory | Blood | 82550 | ​​Creatine Kinase CK, CPK | LAB62 | ​Add on specimens accepted within 5 days | Enzymatic rate | ​CK is an enzyme found primarily in skeletal and cardiac muscle. Drugs, infections, and other diseases may cause injury or inflammation of muscle releasing CK into the circulation. | ​Male30 - 200 U/L Female29 – 168 U/L | 1 hr. | 4 hrs | 7 days a week | 24 hrs | 0.5 mL (1 microtainer)
227 | COXAB | Coxsackie B Virus Antibody | Red Top (No Additive) | Quest Diagnostics | Serum | 86658 (x6) | ​​Coxsackie B Ab | LAB2117 | ​Sent to reference laboratory.0.5 mL refrigerated serum. 4022 | Complement Fixation | ​Coxsackie B viruses can cause rashes, pharyngitis, meningitis, and myocarditis. | ​Coxsackie B1, Serum LESS THAN 8 Coxsackie B2, Serum LESS THAN 8 Coxsackie B3, Serum LESS THAN 8 Coxsackie B4, Serum LESS THAN 8 Coxsackie B5, Serum LESS THAN 8 Coxsackie B6, Serum LESS THAN 8 Clinical interpretation of complement fixation test results requires comparison of an acute serum sample to a convalescent serum sample. The convalescent serum sample should be collected 2-3 weeks later. | Not Available | 3 - 5 days | Monday - Friday | A.M. | 2 mL (4 microtainers)
255 | CYTPAP | PAP Smear | Thin Prep vial | Cytology TGH Laboratory | See Special Instructions | 88142 | ​​Cyto Tracking- PAP/GYN | Manual Cytopathology Requisition Only (LAB2638) | ​Obtain adequate sampling from the ectocervix using plastic spatula. Immediately rinse spatula in the PresevCyt Solution. Also obtain an adequate sampling from the endocervix using an endocervical brush device. Rinse the brush in the same PreservCyt Solution and swirl the brush vigorously to further release material. Do not let the brush sit in the vial. Submit with completed cytopathology requisition | Microscopic Examination | ​Examination or PAP smears are useful in the diagnosis of primary or metastatic neoplasms, cervical dysplasia and certain genital infections. | ​See Report | Not Available | Within 72 hrs. | 5 days a week (M-F). Not performed on holidays | 6 am to 4 pm | Thin Prep vial
266 | DALA | DELTA AMINOLEVULINIC D ACID (ALA), 24 HR URINE | 24 hr Urine Container | Quest Diagnostics | Urine | 82135 | ​Delta ALA 24HR Urine,​Delta Aminolevulinic Acid | LAB2918 | ​Sent to reference laboratory. 2 mL refrigerated urine. 24-hour urine with no preservative. Refrigerate during and after collection. Protect from light. | Colorimetric | ​ALA is a precursor to uroporphyrin, coproporphyrin, and protoporphyrin. Concentrations of ALA are greatly increased in many patients with acute neurological forms of porphyrias and in some patients with chronic alcohol abuse. | ​Delta ALA, 24 hr Urine mg/24 hr ADULTS: 6.4 OR LESS | Not Available | 4 - 7 days | Monday, Wednesday, Friday | P.M. | 24 hr urine
4 | CSFANG | Angiotensin Converting Enzyme (ACE), CSF | Sterile, Leak proof, Screw Top Container | Quest Diagnostics | Cerebral Spinal Fluid | 82164 | ACE POLYMORPHISM, CSF​ | LAB2892 | Sent to reference laboratory. 0.2 mL frozen CSF. 34692 | Kinetic | ACE, CSF is useful in diagnosing patients with sarcoidosis involving the central nervous system (CNS) and meninges. | ACE, CSF U/L OR = 15 | Not Available | 3 - 5 days | Monday - Sunday | all shifts | 0.2 ml CSF
237 | CRYOB | Cryoglobulin with Cryocrit, Serum | Red Top (No Additive, no gel, no SST) – **fasting sample is required!** | Quest Diagnostics | Blood - serum | 82595 | ​​​Cryoglobulin (% Cryocrit) | LAB713 | ​6.0 mL room temperature serum, collected as follows (fasting sample required): Draw specimens in warm tubes (37-42˚C).Allow blood to clot at same temperature (37-42˚C) for 1 hour. Send to lab on heat pack.Keep specimens at 37-42˚C until they have been centrifuged and the serum has been separated from the cells. Transfer serum to clean, plastic screw-cap vials and ship serum at room temperature. Do not refrigerate!! Fasting sample is REQUIRED. Reject criteria includes: gross hemolysis, lipemia, received refrigerated or frozen, use of SST tube. | Visual inspection | ​Cryoglobulins may be present in a variety a diseases including macroglobulinemia, myeloma and liver diseasessuch as chronic hepatitis, cirrhosis and viral infections. | ​Cryoglobulin Qualitative: none detected. If Cyroglobulin is detected, then the % Cryocrit is also reported | Not Available | 4 days | Monday - Sunday | Evenings | 3 mL serum minimum, 6.0 ml serum preferred (see special instructions for collection)
246 | CYCLOT | Cyclosporine, Trough | Lavender Top (K2 EDTA) | Chemistry TGH Laboratory | Blood | 80158 | ​​ | LAB2131 | ​Add on specimens accepted within 7 days. | Chemiluminescent microparticle immunoassay | ​Cyclosporine is a commonly used immunosuppressive drug in patients receiving transplants. Therapeutic drug monitoring is useful to optimize dose and avoid toxicity. | ​No definitive therapeutic or toxic ranges have been established. Optimal blood drug levels are influenced by type of transplant, patient response, time post-transplant, co-administration of other drugs, and drug formulation. | 1 hr. | 8 hrs | 7 days a week | 24 hrs | 1 mL (2 microtainers)
222 | COPRUR | Copper, Random Urine | (Acid Washed) Sterile, Leak proof, Screw Top Container | Quest Diagnostics | Urine | 82525 |  | LAB381 | ​7.0 mL refrigerated urine Patient should refrain from taking vitamins with mineral supplements at least one week prior to specimen collection. | Inductively Coupled Plasma-Mass Spectrometry | ​Copper is an essential element that is a cofactor of many enzymes. Copper metabolism is disturbed in Wilson's disease, Menkes disease, primary biliary cirrhosis, and Indian childhood cirrhosis. Urinary copper concentrations are also useful to monitor patients on chelation therapy. | ​Urine Copper: None detected Detection limit: 2mcg/L <87 mcg/g Creatinine | Not Available | Next day | Monday - Friday | Afternoon | 3.0 mL urine minimum; 7.0 mL urine preferred.
230 | CRP | C - Reactive Protein (CRP), High Sensitivity, Serum | Green (Li Heparin)-Preferred, Red Top (No Additive), Gold Top (SST) | Chemistry TGH Laboratory | Blood | 86141 | ​​​C - Reactive Protein (CRP), Highly Sensitive | LAB150 | ​Add on specimens accepted within 5 days | Immunoturbidimetric | ​Highly Sensitive C-Reactive Protein is a measure of low level inflammation that adds to the predictive value of other markers used to assess the risk of cardiovascular and peripheral vascular disease. It is an independent risk factor for cardiovascular disease. | ​< 0.5 mg/ dL | 1 hr. | 4 hrs | 7 days a week | 24 hrs | 0.5 mL (1 microtainer)
247 | CYSTAB | Cysticerus Antibody | Red Top (No Additive) | Focus Diagnostics | Serum | 86682 | ​CYSTICEROSIS AB​,Taenia solium Ab | LAB1236 | ​0.3 mL refrigerated serum. 23322 | Enzyme Linked Immunosorbent Immunoassay | ​Cysticercosis is caused by infection with the larval form (cysticercus) of the pork tapeworm Taenia solium. Clinical manifestations of cysticercosis most commonly result from the lodging of cysticerci in brain and neural tissue. Common symptoms of neurocysticercosis include seizures and convulsions. Antibodies from other parasitic infections, especially echinococcosis, may cross-react in the Cysticercus IgG ELISA. Confirmation of positive ELISA results by the Cysticercus IgG Antibody Western Blot is recommended. | ​Accompanies Report | N/A | 3 days | Tuesday, Friday | A.M. | 0.25 mL minimum volume (1.0 ml preferred)
233 | CREATG | Creatinine with GFR, Serum | Green (Li Heparin)-Preferred, Red Top (No Additive), Gold Top (SST) | Chemistry TGH Laboratory | Blood | 82565 | ​​ | LAB66 | ​Add on specimens accepted within 5 days | Colorimetry/ Alkaline Picrate | ​Creatinine is the product of creatine metabolism.Creatinine is a measure of renal function. Elevations of creatinine are observed in patients typically with 50% or greater impairment of renal function. | ​Males 0.72 – 1.25 mg/dL Females0.57 – 1.11 mg/dL | 1 hr. | 4 hrs | 7 days a week | 24 hrs | 0.5 mL (1 microtainer)
238 | CRYT | Cryptococcal Antigen | Sterile, Leak proof, Screw Top Container Red Top (No Additive) | Microbiology TGH Laboratory | Serum or CSF | 87327 | ​​ | LAB779 | ​Centrifuge and separate at least 1.0 mL serum and refrigerate specimen at 2-8 degrees C until ready for testing. If blood specimens will not be tested within 48 hours after collection, they should be centrifuged and the serum stored at -20 degrees C or below. CSF should be an unspun aliquot. Titer will automatically be ordered and reported if antigen is detected. MUST HAVE FUNGAL CULTURE ORDERED AT THE SAME TIME. | Enzyme Linked Immunosorbent Immunoassay | ​Cryptococcosis is a systemic infection caused by the pathogenic fungus Cryptococcus neoformans. The organism typically gains entrance to the body by causing a brief inflammatory lung infection. From there, it rapidly disseminates and shows a preference for the central nervous system. While the infection may be asymptomatic at times, the clinical symptoms may include headache, nausea, vomiting, fever, visual distortions, ataxia, weight loss, and malaise. | ​Negative | Not available | 24 hrs. | 7 days a week (M - S) | A.M. | 1.0 mL CSF (unspun) or 5 mL blood Red Top (1.0 mL serum).
289 | FCLYTB | Electrolytes-Fecal (Sodium, Potassium and Cl) | Liquid feces (10 ml aliquot from random or timed collection sent in Sterile, Screw Top Container. Refrigerate during collection. (24, 48, 72 hr collection is acceptable). Only Liquid sample is acceptable. Formed stool is not acceptable. | Quest Diagnostics | Liquid Stool | 82438, 84302, 84311 | ​​​Fecal Electrolytes, Fecal Na, K, Cl | Electrolytes Feces( LAB388) | ​Sent to reference laboratory. 10.0 mL liquid stool aliquot. Stool must be shipped frozen. 10.0 mL aliquots of 24-hour, 48-hour, or 72-hour liquid stool specimens are also acceptable. 4945 | Flame Photometric, Coulometric titration | ​Electrolytes, stool, is useful in evaluating electrolyte loss in diarrhea and malabsorption states. | ​Reference ranges have not been established. However, Fecal Osmotic Gap in mOsm/kg can be calculated using the following equation: Fecal Osmotic Gap = 290 - 2x ([Na] + [K]). A Fecal Osmotic gap of 125 mOsm/kg or greater isindicative of osmotic diarrhea, whereas a result of 50 mOsm/kg or less indicates secretory diarrhea. | Not Available | Report available: next day | Monday - Friday | P.M. | 10.0 mL Liquid stool, preferred
161 | CRBA | Carbamazepine (Tegretol), Serum | Green (Li Heparin)-Preferred, Red Top (No Additive), Gold Top (SST) | Chemistry TGH Laboratory | Blood | 80156 | ​Carbamazepine (Tegretol)​ | LAB21 | ​Add on specimens accepted within 5 days | Immunoturbidimetric | ​Carbamazepine and its metabolite (10, 11- Carbamazepine epoxide) are widely used for control of generalized tonic-clonic, partial-onset, complex and mixed seizure disorders. The metabolism of Carbamazepine in epileptic patients has several different pathways that can be altered when the patient is co-medicated with otheranticonvulsants and, therefore, its therapeutic level should be monitored along with its metabolite in their freeand protein bound states. | ​4-10 mg/L | 1 hr. | 4 hrs | 7 days a week | 24 hrs | 1mL (2 microtainers)
226 | CORTU | CORTISOL FREE, URINE, 24 HOUR | 24 hr Urine Container | Quest Diagnostics | Urine | 82530 | ​​ | LAB568 | ​Sent to reference laboratory. 0.8 ml minimum Urine volume.2 ml preferred volume. REFRIGERATE sample. This test is only for 24 hour urine collections! Random urines will be rejected by Quest! 135286 | Liquid Chromatography, Tandem Mass Spectrometry | ​Urinary Free Cortisol is useful in the detection of patients with Cushing's syndrome for whom Free Cortisol concentrations are elevated. | ​CORTISOL, FREE, 24 HR URINE Cortisol, Free, Urine mcg/24 h Adult Reference Ranges for Cortisol, Free, 24-Hr Urine 4.0-50.0 mcg/24 hrs Pediatric Reference Ranges for Cortisol, Free, 24-Hr Urine (LCMSMS): 1-4 years: 0.9-8.2 mcg/24 hrs 5-9 years: 1.0-30.0 mcg/24 hrs 10-13 years: 1.0-45.0 mcg/24 hrs 14-17 years: 3.0-55.0 mcg/24 hrs Analysis performed by Tandem Mass Spectrometry Reference ranges do not apply to random urine samples | Not Available | 4 - 7 days | Monday - Friday, Sunday | P.M. | 24 hr Urine only (No Random specimens)
136 | CPEP | C-Peptide, Serum | Green Top (Li Heparin) - preferred, Red Top (no additive), Gold Top (SST) | Chemistry TGH Laboratory | Blood | 84681 | ​​ | LAB9377 | ​None | Chemiluninescent Microparticle Immunoassay (CMIA) | ​C Peptide is used as an aid in the diagnosis and treatment of patients with abnormal insulin secretion includingdiabetes mellitus. | ​0.78 - 5.19 ng/ml | Not Available | 4 hours | 7 days a week | 24 hrs. | 1 mL (2 microtainers)
232 | CRCLR | Creatinine Clearance, 24 HR Urine | 24 hr Urine Container | Chemistry TGH Laboratory | Urine | 82575 | ​Creatinine Clearance​ | LAB818 | ​Record patient height and weight on container. A red top tube must be collected within 24 hours of urine collection. Collect urine without preservative. Refrigerate during and after collection. Do not include first morning specimen; collect all subsequent voidings. The last sample collected should be the first specimen voided the following morning at the same time as the previous mornings first voiding. | Colorimetry/ Alkaline Picrate | ​Creatinine clearance reflects the glomerular filtration rate, the ability of kidneys to filter waste products. Moderate decreases in renal function are detected by the creatinine clearance. Progression of kidney disease can be monitored with the creatinine clearance. | ​Male: 88 - 128 mL/ min Female: 99 - 127 mL/ min | Not Available | 24 hrs. | 7 days a week | 24 hrs | 24 hr urine specimen
174 | CPAB | Cylcic Citullinated Peptide(CCP) Antibody, Serum | Green (Li Heparin) - Preferred, Red Top (No Additive), Gold Top (SST) | Chemistry TGH Laboratory | Blood | 86200 | ​CCP Antibody​ | LAB3164 | ​None | Chemiluminescent Microparticle Immunoassay (CMIA) | ​Detection of anti-CCP antibodies is used as an aid in the diagnosis of Rheumatoid Arthritis (RA). | ​<5.0 U/ml | Not Available | 4 hours | 7 days a week | 24 hrs | 1 mL (2 microtainers)
248 | CYST24 | Cystine, 24 hr Urine | 24 hr Urine Container (no preservative) | Quest Diagnostics | Urine | 82131 | ​​ | LAB2132 | ​1.8 ml frozen 24 hour urine Patient's age is required for correct reference range. Keep collection container refrigerated during 24-hour collection. Start collection after first morning void. Collect through first morning void of the next day. Take collection to the laboratory ASAP on the second day. 6016 | High Performance Liquid Chromatography | ​Cystinuria is an autosomal recessive disease in which dibasic amino acids, including cystine, are excreted in excess. Cystine kidney stones account for approximately 1-3% of all kidney stones. Age of onset is often younger than other types of kidney stones and the recurrence is approximately one-third. | ​Accompanies report | Not Available | 5 days | Tuesday and Thursday | A.M. | 24 hr urine (1.8 mL urine preferred, 0.5 mL minimum volume accepted)
224 | CORT | Cortisol, Blood | Green (Li Heparin)-Preferred, Red Top (No Additive), Gold Top (SST) | Chemistry TGH Laboratory | Blood | 82533 | ​Cortisol​​ | LAB61 | ​Add on specimens accepted within 5 days | Immunochemiluminometric Assay | ​Total cortisol concentrations are decreased in Addison's disease and increased in Cushing's disease and in other conditions of glucocorticoid excess. | ​Before 10am 3.7 – 19.4 µg/dL After 10am 2.9 – 17.3 µg/dL | Not Available | 4 hrs | 7 days a week | 24 hrs | 2 mL (4 microtainers)
586 | FCOSMB | Osmolality, Stool | Sterile, Leak proof, Screw Top Container | Quest Diagnostics | Stool | 84999 | ​​Fecal Osmolality | LAB201 | ​Sent to reference laboratory. 1.0 mL frozen liquid stool. Formed stool will not be accepted. Stool must be liquid and stored frozen. Room temperature or refrigerated not acceptable specimens. | Freezing Point Depression |  | ​In patients with unexplained diarrhea, osmolalities < 290 mOsm/kg indicate contamination of stool with water or dilute urine or the presence of a gastrocolic fistula and ingestion of hypotonic fluid. Osmolalities > 290 mOsm/kg (up to 600 mOsm/kg) are common because of bacterial metabolism of fecal carbohydrate during storage of the stool sample. Even higher values can be observed with ingestion of large amounts of poorly absorbable carbohydrate or dietary fiber, with fecal contamination by concentrated urine, or with gastrocolic fistula and ingestion of hypertonic fluids. | Not Available | Report available: next day |  | PM | 0.2 mL Liquid Stool, minimum. 1.0 mL Liquid Stool, preferred
289 | FCLYTB | Electrolytes, Stool | Liquid feces (10 ml aliquot from random or timed collection sent in Sterile, Screw Top Container. Refrigerate during collection. (24, 48, 72 hr collection is acceptable). Only Liquid stool sample is acceptable. Formed stool is not acceptable. | Quest Diagnostics | Liquid Stool | 82438, 84302, 84311 | ​​​​Fecal Electrolytes, Fecal Na, K, Cl | LAB388 | ​Sent to reference laboratory. 10.0 mL liquid stool aliquot. Stool must be shipped frozen. 10.0 mL aliquots of 24-hour, 48-hour, or 72-hour liquid stool specimens are also acceptable. 4945 | Flame Photometric, Coulometric titration | ​Electrolytes, stool, is useful in evaluating electrolyte loss in diarrhea and malabsorption states. | ​Reference ranges have not been established. However, Fecal Osmotic Gap in mOsm/kg can be calculated using the following equation: Fecal Osmotic Gap = 290 - 2x ([Na] + [K]). A Fecal Osmotic gap of 125 mOsm/kg or greater isindicative of osmotic diarrhea, whereas a result of 50 mOsm/kg or less indicates secretory diarrhea. | Not Available | Report available: next day | Monday - Friday | P.M. | 10.0 mL Liquid stool, preferred
270 | DFAP | Dengue Fever Antibody (IgG, IgM), Serum | Red Top (No Additive) | Focus Diagnostics | Serum | 86790 X2 | ​​Dengue Fever AB | LAB2135 | ​Sent to reference laboratory. 0.5 mL refrigerated serum. 5674 | ENZYME LINKED IMMUNOSORBENT IMMUNOASSAY | ​Dengue hemorrhagic fever and Dengue shock syndrome are caused by infection of a RNA flavivirus transmitted by a mosquito vector. Paired acute and convalescent specimens that exhibit a significant change in titer are useful to confirm clinical diagnosis of infection. | ​Dengue Fever IgG <0.90 Dengue Fever IgM <0.90 | Not Available | Report available: 4 days | Monday - Friday | A.M. | 0.5 mL serum, minimum. 1.0 mL serum, preferred
331 | FDP | Fibrin Split Products (FDP) | Call laboratory for special tube. | Hematology TGH Laboratory |  | 85362 | ​​FSP | LAB761 | ​Draw to line indicated on tube. Overfilled tubes will be rejected. | Latex agglutination | ​In disseminated intravascular coagulation (DIC), both thrombin and plasmin are generated. The breakdown products of fibrin clots and fibrinogen include D-Dimer and FDP. These analytes are also elevated when the coagulation and fibrinolytic systems are activated. | ​Negative- This assay has not been approved to be used for the exclusion of DVT or PE | 1 hr. | 4 hrs | 7 days a week | 24 hrs | 2 mL (to fill line on tube)
271 | DESI | Desipramine, Serum | Red Top (No Gel) preferred, Alternate specimen type: Green Top (lithium or sodium heparin), Lavender Top (EDTA) | Quest Diagnostics | Serum or Plasma | 80160 | ​Desipramine ,Norpramin | LAB682 | ​Sent to reference laboratory. 3.0 mL refrigerated serum/plasma Patient preparation: Collect at steady state trough; at least 12 hours after dose. Do not use serum separator (gel barrier) tubes. Gross hemolysis is unacceptable. | Liquid Chromatography, Tandem Mass Spectrometry | ​Desipramine is a tricyclic antidepressant. Therapeutic drug monitoring is useful to optimize dose and avoidtoxicity. | ​50-300 mcg/L | Not Available | Report available: next day | Monday - Friday | A.M. | 1.5 mL serum (red top, no gel), minimum. 3.0 mL serum, preferred
160 | FCRB | Carbamazepine, Free, Serum | Red Top tube (no gel, no SST) preferred Lavender Top (EDTA) or Sodium heparin (Green top) acceptable | Quest Diagnostics |  | 80157 | ​Free Carbamazepine | LAB22 | ​Sent to reference laboratory. 2.0 mL refrigerated serum/plasma (no gel, no SST) 11248 | LC/MS/MS | ​Carbamazepine and its metabolite (10, 11-Carbamazepine epoxide) are widely used for control of generalized tonic-clonic, partial-onset, complex, and mixed seizure disorders. The metabolism of carbamazepine in epileptic patients has several different pathways that can be altered when the patient is comedicated with other anticonvulsants; therefore, its therapeutic level should be monitored along with its metabolite in both free and protein-bound states. | ​Carbamazepine – Free: 1.0 – 3.0 μg/mL Carbamazepine Metabolite: 0.1 – 1.0 μg/mL | Not Available | 2 days | Monday - Friday | A.M. | 1.2 mL plasma/serum, minimum. 2.0 mL serum/plasma, preferred
273 | DHEASU | Dehydroepiandrosterine (DHEAS) Sulfate, Serum | Red Top (No Additive) | Quest Diagnostics | Serum | 82627 | ​​DHEA Sulfate M/O | LAB524 | ​Sent to reference laboratory. 0.5 mL refrigerated serum. 1452 | Immunoassay | ​Measurement of dehydroepiandrosterone sulfate (DHEAS), an adrenal steroid, is important to investigations of abnormal hair growth (hirsutism) and balding (alopecia) in women. It is also a value in the assessment of adrenarche and delayed puberty. | ​DHEA-S, Females Age__________________Range < 1 month__________15-261 mcg/dL 1-6 months_________< or = _74 mcg/dL 7-11 months________< or = _26 mcg/dL 1-3 yrs_____________< or = _22 mcg/dL 4-6 yrs_____________< or = _34 mcg/dL 7-9 yrs_____________< or = _92 mcg/dL 10-13 years_________< or = 148 mcg/dL 18-29 years__________45-320 mcg/dL 30-39 years__________40-325 mcg/dL 40-49 years__________25-220 mcg/dL 50-59 years__________15-170 mcg/dL 60-69 years_________< or = 185 mcg/dL 70-90 years_________< or = 90 mcg/dL > 90 years__________ Not Established DHEA-S, Males Age__________________Range < 1 month_________< or = 316 mcg/dL 1-6 months_________< or = _58 mcg/dL 7-11 months________< or = _26 mcg/dL 1-3 yrs____________< or = _15 mcg/dL 4-6 yrs____________< or = _27 mcg/dL 7-9 yrs____________< or = _91 mcg/dL 10-13 years________< or = 138 mcg/dL 14-17 years_________ 38-340 mcg/dL | Not Available | 3 - 5 days | Monday - Friday | A.M. | 2 mL (4 microtainers)
269 | DDIMER | D-Dimer, Quan, Plasma | Light Blue Top (3.2% Sodium Citrate) | Hematology TGH Laboratory | Plasma | 85379 | ​​Ddimer Test | LAB313 | ​Plasma stored in an unopened sodium citrate collection tube at room temperature, (20-25°C) must be tested within 4 hours of collection or plasma separated and frozen. Frozen plasma can be stored for 2 weeks at -20° C or -70° C for 12 months. Please note: Whenever possible frozen specimens should be submitted from offsite locations. Whole blood specimens from offsite locations must be transported and ordered as STAT.If specimen cannot be analyzed within an acceptable time frame testing will be cancelled. To centrifuge and freeze plasma: * Verify the specimen is not clotted using applicator sticks * Verify the specimen tube is properly filled * Centrifuge specimen at 5000 RPM for 10 minutes as soon as possible after collection (up to 4 hours). * Label a polypropylene test tube with label that includes a minimum of two unique patient identifiers (such as name and date of birth). * Using a disposable transfer pipette, transfer the plasma (leave about 0.5ml do not disturb the buffy coat) to a labeled test tube. * If available perform platelet count on the plasma to verify platelet count is <10 K/uL * If platelet count is 10K/uL repeat centrifugation process * If multiple specimens collection tubes, do not pool plasma from collection tubes together. * Freeze plasma and transport to the laboratory for testing on dry ice. * Specimen must remain frozen until testing is performed. Criteria for rejecting specimens for testing include: Tubes not properly labeled, filled (+/- 10% of required fill volume), clotted specimens, plasma that is moderately to grossly hemolyzed, plasma that has not been properly stored or tested within defined timeframe, frozen specimen plasma platelet count >10 K/uL or Fibrinogen <35 mg/dL and not clinically indicated | Immunoassay | ​D-Dimer is one of the measurable byproducts of activation of the fibrinolytic system. Quantitation of D-Dimer assesses fibrinolytic activation and intravascular thrombosis. D-Dimer is of particular value in excluding the diagnosis of venous thromboembolism among patients at high risk. | ​<0.5 mg/L To rule out PE/DVT the D-Dimer test must be used in conjunction with clinical pre-test probability. The negative predictive value for D-Dimer is <0.5 mg/L | 1 hr. | 4 hrs |  | 24 hrs | One 2.7 mL or 1.8 mL 3.2% sodium citrate collection tube filled to the minimum line OR 1 mL of frozen plasma
134 | FBUN | Urea Nitrogen Fluid | Sterile, Leakproof, Screw Top Container | Chemistry TGH Laboratory | FLUID | 84520 | ​Fluid BUN | LAB2032 |  | Enzymatic rate |  | ​No Reference Range | 1 hr. | 4 hrs | 7 days a week | 24 hrs | 0.5 mL
298 | EBVM | Epstein-Barr Virus(EBV) Viral Capsid (IgM) AB, Blood | Red Top (No Additive) | Immunology TGH Laboratory | Blood | 86665 | ​EBV-VCA(IGM) ABD​,EBV IgM | LAB1731 | ​IgM antibody to EBV, causative agent of infectious mononucleosis. Associated with Burkitts lymphoma and nasopharyngeal carcinoma. | Enzyme Linked Immunosorbent Immunoassay | ​Primary infection by EBV causes infectious mononucleosis, usually a self-limiting disease in children and young adults. Infection with EBV can cause lymphoproliferative disorders including tumors. VCA-IgM typically appears approximately 4-6 weeks after initial infection and declines to undetectable in 1 month in young children and up to 3 months in others. | ​Negative | Not Available | 3 - 5 days | Monday - Friday | A.M. | 1 mL (2 microtainers)
278 | DISOP | Disopyramide Level | Red Top (No Additive) preferred, Lavender Top (K2EDTA) | Quest Diagnostics | Serum or Plasma | 80299 | ​Disopyramide​,Norpace | LAB1393 | ​Sent to reference laboratory. 0.5 mL refrigerated serum/plasma Do not use serum separator (gel barrier) tubes. 7772 | Enzyme Immunoassay | ​Disopyramide is useful in treating patients with cardiac arrthymias and tachycardia. Therapeutic drug monitoring is useful to optimize dose and avoid toxicity. | ​2.0-5.5 mcg/mL Therapeutic range: 2.0-5.5 mcg/mL Potentially Toxic Value: >=7.0 mcg/mL | Not Available | 4 - 7 days | Monday - Saturday | A.M. | 2 mL (4 microtainers)
274 | DIG | Digoxin, Serum | Green (Li Heparin)-Preferred, Red Top (No Additive), Gold Top (SST) | Chemistry TGH Laboratory | Blood | 80162 | ​Digoxin,​Lanoxin | LAB23 | ​Add on specimens accepted within 48 hours. | Immunoturbidimetric | ​Digoxin is administered for conditions of heart failure or in the treatment of certain cardiac arrhythmias.It is monitored for possible toxicity and inadequate therapeutic response. | ​0.8 - 2.1 ng/ mL | 1 hr. | 4 hrs | 7 days a week | 24 hrs | 0.5 mL (1 microtainer)
296 | EBVG | Epstein-Barr Virus(EBV) Viral Capsid (IgG) AB, Blood | Red Top (No Additive) | Immunology TGH Laboratory | Blood | 86664 | ​EBV-VCA(IGG) ABDY​,EBV IgG | LAB1730 |  | Enzyme Linked Immunosorbent Immunoassay | ​Primary infection by EBV causes infectious mononucleosis, usually a self-limiting disease in children and young adults. Infection with EBV can cause lymphoproliferative disorders including tumors. VCA-IgG appears approximately 10 weeks after initial infection and persists for life. Absence of VCA-IgG typically indicates the patient is susceptible to infection. | ​Negative | Not Available | Within 72 hrs. | Monday - Friday | A.M. | 1 mL (2 microtainers)
277 | DISAC | Disaccharide Enzyme Analysis | Sterile, Leak proof, Screw Top Container | Specialty Laboratories | Tissue | 82657 x4 | ​​Disaccharide Enzyme​ | LAB2136 | ​** Specimen Collected in GI Lab **Small Bowel Biospy: Frozen 5 mg Biopsy Specimen Instructions: Specimen: 5 mg small bowel biopsy (plastic urine container); must be frozen within 2 hours of collection. Rejection Criteria: Samples frozen later than 2 hours post collection, and samples immersed in a colorless fluid (ie: saline, formalin, etc.) | Spectrophotometry | ​Lactase, maltase, palatinase, and sucrase are mucosal disaccharidases that are present in normal small intestine and fetal colon. A decrease in the enzyme activity of these disaccharidases has been noted in colonic adenomas, adenocarcinoma, and malabsorption. Decreased disaccharidase activity is a good indicator of mucosal injury with the exception of lactase. | ​Accompanies Report | Not Available | 3 - 5 days | Tues - Sat | A.M. | 2 mg
280 | DRUGP | DRUG SCREEN, 10 DRUG, W/O CONF, URINE | Sterile, Leak proof, Screw Top Container | Chemistry TGH Laboratory | Urine | 80101 (x7) | ​Drug Profile ​,UDS | LAB2137 | ​Test performed on urine for inpatients only. Includes Amphetamines, Barbiturates, Benzodiazepines, Cannabinoids, Cocaine, Ethanol, Opiates, Phencyclidine (PCP), Methadone, Oxycodone | Enzyme immunoassay |  | ​Negative for all tests | 1 hr. | 4 hrs. | 7 days a week | 24 hrs | 1 mL Urine
299 | EBVMF | Epstein-Barr Virus(EBV) Viral Capsid (IgM), AB, Fluid | Sterile, Leak proof, Screw Top Container | Immunology TGH Laboratory | Fluid | 86665 | EBV-VCA/FLUID-IGM​, ​EBV IgM | LAB2017 | ​Test for fluid specimens only to be tested for EBV IgM antibodies | Enzyme Linked Immunosorbent Immunoassay | ​Primary infection by EBV causes infectious mononucleosis, usually a self-limiting disease in children and young adults. Infection with EBV can cause lymphoproliferative disorders including tumors. VCA-IgM typically appears approximately 4-6 weeks after initial infection and declines to undetectable in 1 month in young children and up to 3 months in others. | ​Negative | Not Available | 3 - 5 days | Monday - Friday | A.M. | 0.5 mL
325 | FECFQ | Fecal Fat, Quant, Timed Stool | 24 hr Fecal Fat Container | Quest Diagnostics | Feces | 82710 | ​​Fecal Fat, Total | LAB392 | ​Sent to reference laboratory. Fecal Fat Container available from Laboratory. Sending entire collection sample: Use a 1-gallon, plastic, leak proof container with screw-cap. Sending an aliquot sample: Use a yellow-capped, 120 mL plastic, leakproof, specimen container. Submit a well-mixed, timed stool collection. Record total collection time (24, 48, or 72 hours) and weight on test requisition. If entire collection is sent to the lab, the lab will weigh the sample. If an aliquot is sent, please enter the total collected weight of stool on test requisition. Keep refrigerated during collection. | Nuclear Magnetic Resonance (NMR) | ​Excessive Fat in stool, steatorrhea, is useful in diagnosing patients with malabsorption and maldigestion, e.g. pancreatic failure. In addition, results may be useful in monitoring patients receiving exogenous enzyme therapy and chronic diarrhea. | ​FECAL LIPIDS, TOTAL Fecal Lipids, Total g/24 h: < 7 | Not Available | 4 - 7 days | Monday - Thursday | A.M. | 24 hr. collection
79 | DNA | Deoxyribonucleic Acid (DNA) Antibody | Red Top (No Additive) | Immunology TGH Laboratory | Blood | 86225 | ​ANTI-DNA(DS) ABDY​,DNA (DS) Antibodies | LAB648 |  | Enzyme Linked Immunosorbent Immunoassay | ​dsDNA Antibody is detected in patients with active systemic lupus erythematosus (SLE) and approximately 20%of patients with mixed connective tissue disease. | ​Negative | Not Available | within 72 hrs | Monday - Friday | A.M. | 0.5 mL
279 | DOX | Doxepin Level | Red Top (No Additive) preferred, Green Top (Lithium Heparin), Lavender Top (K2 EDTA) | Quest Diagnostics | Serum or Plasma | 80166 | ​Doxepin,​Sinequan, Adapin | LAB146 | ​Sent to reference laboratory. 1.5 mL refrigerated serum/plasma. Collect as a trough just before next dose or at least 12 hours after last dose. Do not use serum separator (gel barrier) tubes. | Liquid Chromatography, Tandem Mass Spectrometry | ​Doxepin is useful in treating patients with depression and anxiety. Therapeutic drug monitoring is useful to optimize dose and avoid toxicity. | ​Doxepin No age/sex specific ranges for this test Nordoxepin (Desmethyldoxepin) No age/sex specific ranges for this test Doxepin + Nordoxepin (Desmethyldoxepin) 100-250 mcg/L Detection limit 5 mcg/L | Not Available | 3 - 5 days | Monday - Friday | A.M. | 5 mL
283 | DRUGSS | Drug Screen, Serum | Red Top (No Gel) preferred Lavender Top (K2EDTA) acceptable | Quest Diagnostics | Blood | 80100, 84600 | ​Drug Screen Serum | Lab2939 | ​Sent to reference laboratory. 3 mL serum or plasma. Ship refrigerated. | LC/MS/MS | ​Toxicology screens are used to identify substances affecting a patient and to guide the clinician to predict future toxic effects, to confirm the differential diagnosis or to guide therapy. | ​No compounds detected | Not Available | Report available in 2 days | Monday - Friday | A.M. | 3 mL serum (or plasma)
310 | ENASR | NUCLEAR AB EXTRACTABLE SM + RNP | Red Top (No Additive) | Immunology TGH Laboratory | Blood | 86235X2 | ENA(SM and RNP), ​​SM, RNP | LAB2001 |  | Enzyme Linked Immunosorbent Immunoassay | ​Smith Antibody is highly specific for SLE. Smith Antibody is detected in approximately 15% of patients with systemic lupus erythematosus (SLE). Smith Antibody is detected in more than half of young African American women with SLE. Sm/RNP Antibody in combination with Smith Antibody, provides additional support for the diagnosis of SLE. Whereas Sm/RNP Antibody alone, with the corresponding clinical history, supports a diagnosis of mixed connective tissue disease. | ​Negative | Not Available | 3 - 5 days | Monday - Friday | A.M. | 1 mL (2 microtainers)
285 | EHAB | ENTAMOEBA HISTOLYTICA AMOEBIC ANTIBODIES, IGG, ELISA | Red Top (No Additive) | Focus Diagnostics | Serum | 86753 | ​E. histolytica​ AB,Entamoeba histolytica Antibody (IgG) | LAB2111 | ​Sent to reference laboratory. 0.3 mL refrigerated serum | Enzyme Linked Immunosorbent Immunoassay | ​Entamoeba histolytica is a parasitic protozoan that can infect the digestive tract and occasionally other tissues. Antibody IgG is useful in differentiating amebiasis from other causes of liver cysts and parasitic infection. | ​E. histolytica Ab IgG index value <0.90 NEGATIVE 0.90-1.10 EQUIVOCAL >1.10 POSITIVE | Not Available | 3 - 5 days | Wednesday | A.M. | 1mL (2 microtainers)
319 | F8AG | VON WILLEBRAND FACTOR ANTIGEN (VWF), PLASMA | Light Blue Top (3.2% Sodium Citrate) | Quest Diagnostics Nichols Institute San Juan Capistrano | Plasma | 85244 | ​​​VWF 8 Antigen | LAB307 | Platelet poor plasma: ​Centrifuge light blue-top tube for 15 minutes at approximately 1500g within 60 minutes of collection. Using a plastic pipette, remove plasma, taking care to avoid the WBC/platelet buffy layer and place into a plastic vial. Centrifuge a second time and transfer platelet poor plasma into a new plastic vial. Plasma must be free of platelets (<10,000/mcL). Freeze immediately and ship on dry ice. Do not thaw. | Immunoassay | ​An ELISA for Factor VIII antigen may be used in conjunction with the functional assays in teh assessment of Factor VIII replacement therapies, assessment of carrier status, as well as to distinguish those patients that may be deemed cross-reactive material (CRM) positive. | 0.60-1.95 IU/mL | Not Available | 2-31 days | As needed/at least 1x/month |  | 0.5 mL plasma; 1.0 mL plasma preferred
328 | FERRIT | Ferritin | Green (Li Heparin)-Preferred, Red Top (No Additive), Gold Top (SST) | Chemistry TGH Laboratory |  | 82728 | ​​ | LAB68 | ​Add on specimens accepted within 5 days. | Immunochemiluminometric Assay | ​Ferritin is the major iron storage compound and a readily available source and reserve of iron for metabolic requirements. Ferritin is useful in the diagnosis of iron deficiency anemias and iron overload. | ​Males:21.8 – 274.7 ng/ mL Females: 4.6 – 204.0 ng/ mL | Not Available | 4 hrs | 7 days a week | 24 hrs | 1 mL (2 microtainers)
311 | ENAAB | NUCLEAR AB EXTRACTABLE SSA AND SSB | Red Top (No Additive) | Immunology TGH Laboratory | Blood | 86235X2 | ​ENA(SSA, SSB),​SSA (Ro) and SSB (LA) | LAB2184 |  | Enzyme Linked Immunosorbent Immunoassay | ​Sjogren's Antibody (SS-B) is detected in approximately 15% of patients with Sjogren's syndrome. Sjogren's Antibody (SS-B) is present only if Sjogren's Antibody (SS-A) is also detected. The presence of both antibodies strengthen the diagnosis of Sjogren's syndrome and conveys prognostic information. | ​Negative | Not Available | 3 - 5 days | Monday - Friday | A.M. | 1 mL (2 microtainers)
292 | ENDMA | Endomysial Antibody IgA with Reflex to Titer, Serum | Red Top (No Additive) | Quest Diagnostics | Serum | 86255 | ​​Celiac Panel | LAB774 | ​Sent to reference laboratory. 0.3 mL refrigerated serum. 15064 | Immunofluorescence Assay | ​Antiendomysial antibodies of the IgA class seem to be the most sensitive and specific markers for celiac disease and dermatitis herpetiformis, compared with antireticulin and antigliadin antibodies, which may also be present in these disorders. | ​Endomysial IgA Ab Titer: Less than 1:5 | Not Available | 3 - 5 days | Monday - Friday | A.M. | 1mL (2 microtainers)
281 | ERDRGP | Drug Profile, Urine (Emergency Room Only) | Sterile, Leakproof, Screw Top Container | Chemistry TGH Laboratory | Urine | 80101 (x7) | ​​Drug Profile,​UDS (ER only) | LAB677 | ​Test performed on urine only. Includes Amphetamines, Barbiturates, Benzodiazepines, Cannabinoids, Cocaine, Opiates, Phencyclidine (PCP), Methadone, Oxycodone Panel does not include Ethanol. | Enzyme Immunoassay |  | ​Negative for all tests​ | 1 hr | 4 hr | 7 days a week | 24 hrs | 1 mL Urine
303 | ESTRAD | Estradiol, Serum | Red Top (No Additive) | Quest Diagnostics | Serum | 82670 | ​Estradiol​ M/O | LAB523 | ​Sent to reference laboratory. Plasma, fluid, and serum collected in SST are not acceptable. 0.5 mL refrigerated serum. 30289 | Liquid Chromatography, Tandem mass Spectrometry | ​Diagnostic applications of estradiol assays include assessment of ovarian function in a wide variety of situations (menstrual disorders, precocious or delayed puberty, and assisted reproduction protocols). For men, estradiol measurement may be useful in the evaluation of gynecomastia. | ​Accompanies report | Not Available | Report available: 8 days | Monday - Friday, Sunday | A.M. | 0.2 mL serum, minimum. 0.5 mL serum, preferred
316 | F5MUT | Factor V (5) Leiden Mutation | Lavender Top (K2 EDTA) | Esoteric TGH Laboratory | Blood | 83891 83896 | ​Factor V (Leiden) Mutation Analysis | LAB346 |  | Microarray | ​Factor V (Leiden) Mutation is a point mutation that causes resistance of Factor V protein degradation by activated protein C (APC). This mutation is associated with increased risk of venous thrombosis. | ​Homozygous for F5 wild type | Not Available | Within 72 hrs. | 2 days a week | A.M. | 3 mL
306 | ETH | Ethanol, Urine | Sterile, Leak proof, Screw Top Container | Chemistry TGH Laboratory | Urine | 80320 | ​​ | LAB389 | ​Test performed only on urine. | Enzymatic rate |  | ​Negative | 1 hr. | 4 hrs. | 7 days a week | 24 hrs | 1 mL Urine
312 | EYEC | Eye Culture | Culturette; fluid in cassette or sterile container; plates/ tubes collected at bedside. | Microbiology TGH Laboratory | See Sepcial Instructions | 87070 | ​​ | LAB943 | ​Specimen Type: Conjunctiva, eyelid, cornea, vitreous fluid Acanthamoeba cultures require special media and techniques. See procedure Acanthamoeba Culture. Plates and tubes available from microbiology x 65720. Pneumatic tube system cannot be used for plates/tubes. | Conventional Culture |  | ​No Growth | Not Available | 2 days for routine eye | 7 days a week | 24 hrs | 1 Culturette or 1 mL fluid/ tissue
301 | EBVQNT | Epstein-Barr Virus(EBV) DNA PCR, QUAN, Blood/Plasma | Lavender Top (K2 EDTA) for Blood, 0.5 mL Sterile Screw Top Container (CSF) | Esoteric TGH Laboratory | Blood or CSF | 87799 | ​​EBV PCR, Quant | LAB2140 |  | Real-Time Polymerase Chain Reaction | ​Epstein-Barr Virus DNA, RT-PCR is useful in assessing active disease. Central nervous system infections can be diagnosed with CSF specimens. | ​Negative for presence of EBV DNA | Not Available | 48 hrs. | 3 days a week | A.M. | 3 mL or 0.5 mL CSF
554 | ERMONB | MONONUCLEOSIS (HETEROPHILE), SCREE, SERUM | Red Top (No Additive) | Urinalysis TGH Laboratory and Brandon Healthplex Laboratory | Blood - serum | 86308 | ​​​Heterophile, Mononucleosis Spot (Monospot)​ | LAB482 | ​Grossly hemolyzed specimens will be rejected. Add on request accepted up to 72 hrs from collection when stored at 2-8 C | Immunoassay | ​Heterophilic Antibodies are associated almost exclusively with infectious mononucleosis and Epstein Barr Virus (EBV)-associated neoplasms. Although most patients will develop Heterophilic Antibodies within 3 weeks of infection, a few patients may not exhibit antibodies until 3 months after infection. Monospot is a rapid test for visual qualitative detection of heterophile antibodies. This test is only validated for patients 18 years or older. | ​Negative | 1 hr. | 4 hrs | 7 days a week (M - S) | 24 hrs | 0.5 mL
305 | ESTROG | Estrogen, Total, Serum | Red Top (No Additive)-Preferred | Quest Diagnostics | Serum | 82672 | ​​ | LAB981 | ​Sent to reference laboratory. 1.0 mL refrigerated serum/plasma. 439 | Extraction, Radioimmunoassay | ​Estrogens are secreted by the gonads, adrenal glands, and placenta. Total Estrogens provide an overall picture of estrogen status for men and women. | ​Females Prepubertal: < 40.0 pg/mL Postmenopausal: < 40.0 pg/mL HMG treatment (therapeutic range): 400.0-800.0 pg/mL Menstrual cycle Days 1-10: 61.0-394.0 pg/mL Days 11-20: 122.0-437.0 pg/mL Days 21-30: 156.0-350.0 pg/mL Males Prepubertal: < 40.0 pg/mL Adult: 40.0-115.0 pg/mL | Not Available | 3 - 5 days | Monday - Friday | A.M. | 3 mL (6 microtainers)
304 | ESTRIO | Estriol | Red Top (No Additive)-Preferred, Green Top (Li Heparin), Lavender Top (K2EDTA) | Quest Diagnostics | Serum or Plasma | 82677 | ​​ | LAB2192 | ​Sent to reference laboratory. 0.3 ml refrigerated serum/plasma. 34883 | Liquid Chromatography/Tandem Mass Spectrometry | ​The placenta converts DHEA-S produced by the fetal adrenals to Estriol and other estrogens. Estriol is useful in assessing the fetal adrenals and placenta during pregnancy.More commonly, Estriol is one of the maternal serum biochemical markers used to screen for common chromosomal trisomies, especially Down syndrome. | ​Estriol, Serum ng/mL REFERENCE RANGES: Adult Males: 0.2 ng/mL or less Adult Females (nonpregnant): 0.1 ng/mL or less Pregnancy: 6.0-16.5 weeks gestation: 0.1-1.60 ng/mL 17.0-24.0 weeks gestation: 1.5 -5.8 ng/mL 25.0-32.5 weeks gestation: 2.7 -9.0 ng/mL 33.0-40.0 weeks gestation: 7.2-28.0 ng/mL | Not Available | 7 - 10 days | Mon - Thurs, Sunday | P.M. | 1mL (2 microtainers)
308 | ETHGLY | Ethylene Glycol | Preferred specimen: Whole Blood collected in a Sodium Fluoride (gray-top) tube Alternate specimens: Whole Blood or Plasma collected in: EDTA (Lavender) or Sodium Heparin (Green) Serum collected in: Red-top tube (no gel), or no additive (dark/royal blue-top)tube | Quest Diagnostics | Whole Blood or Serum/Plasma | 82693 | ​​​ | LAB714 | ​Sent to reference laboratory. 1mL refrigerated whole blood or 1 mL serum/plasma . 1381 | Gas Chromatography | ​Ethylene glycol (present in antifreeze) may be ingested accidentally or for purpose of suicide. It is relatively non-toxic but metabolizes to toxic oxalic acid and glycolic acids. Toxicity is manifested as neurological abnormalities, severe metabolic acidosis, acute renal failure and cardiopulmonary failure. | ​Less than 10.0 mcg/mL | Not Available | 4 - 7 days | Monday - Friday | A.M. | 1 mL whole blood
322 | F13 | Factor XIII (13) Level | Light Blue Top (3.2% Sodium Citrate) | Hematology TGH Laboratory | Plasma | 85291 | ​​ | LAB1113 | ​Specimens found to be QNS, clotted, moderate to grossly hemolyzed, contaminated with heparin or IV fluids will be rejected. Platelet poor, citrated plasma from off-site locations must be frozen within 2 hrs of collection and remain frozen until testing. Thawed specimens or with platelets >10 k/uL will be rejected. Add-on tests not accepted. | Manual Clot Detection | ​Low Factor XIII levels may cause a bleeding disorder and have been associated with spontaneous intracranial hemorrhage. | ​Clot insoluble, adequate factor 13 present | Not Available | Within 72 hrs if abnormal | 7 days a week | 24 hrs | 4.5 mL
313 | F2MUT | Factor II (2) Mutation | Lavender Top (K2 EDTA) | Esoteric TGH Laboratory | Blood | 83891 83896 | ​​Prothrombin (Factor II) 20210G>A Mutation Analysis | LAB303 |  | Microarray | ​Factor II Mutation (G20210A) is one of the most common causes of venous thrombosis. 2.3% of the general population is heterozygous in contrast with 6.2% of patients with venous thrombosis and 18% with familial venous thrombosis. Other risk factors compound the risk for venous thrombosis. | ​Homozygous for F2 wild type. | Not Available | Within 72 hrs. | 2 days a week | A.M. | 3 mL
302 | ERYT | Erythropoietin (EPO) | Red Top (No Additive) | Quest Diagnostics | Serum | 82668 | ​​ | LAB873 | ​Sent to reference laboratory. 0.5 mL refrigerated serum. 3572 | Immunoassay | EPO is a hormone produced in the kidneys that regulates red blood cell production. Typically the concentration of EPO is inversely related to hemoglobin. Patients with renal disease, cancers, HIV infection, rheumatoid arthritis, ulcerative colitis, and many other medical conditions may exhibit a blunted or absence EPO response to anemia.Abnormally high concentrations of EPO are observed in patients with renal cell carcinoma and in conditions in which the bone marrow becomes resistant to the effects of EPO. | ​Adult Reference Range for Erythropoietin, Serum: 4.1-19.5 mIU/mL Pediatric Reference Ranges for Erythropoietin, Serum: 3 Weeks-2 Months 5.0-13.0 mIU/mL 3 Months-16 Years 9.0-28.0 mIU/mL Pediatric data from Br J Haematol (1988) 70:247-250. The erythropoietin reference range is based on individuals with normal hemoglobin and hematocrit values. | Not Available | 3 - 5 days | Monday - Friday | A.M. | 1.5 mL
307 | ETHO | Ethosuximide (Zarontin), Serum/Plasma | Red Top (No Additive) preferred, Lavender Top EDTA | Quest Diagnostics | Serum/Plasma | 80168 | ​Ethosuximide (Zarontin)​ | LAB683 | ​Sent to reference laboratory. 0.5 mL refrigerated serum/ EDTA plasma. 3852 | Enzyme Immunoassay | ​Ethosuximide is an anticonvulsant used to treat patients with petit mal, myoclonic, and akinetic seizures. Therapeutic drug monitoring is useful to optimize dose and avoid toxicity. | ​50-100 mcg/mL Detection limit 10 mcg/mL | Not Available | 3 - 5 days | Monday - Saturday | A.M. | 1.5 mL (3 microtainers)
309 | EVER | Everolimus, Whole Blood | 2.0 mL whole blood EDTA (lavender-top tube) | Chemistry TGH Laboratory | Whole Blood | 80169 | ​​ | LAB1917 | ​Transport refrigerated | Immunoassay | ​Everolimus is an immunosuppressive drug used in organ transplantation to prevent graft rejection. | ​Trough: 3.0-8.0 ng/mL for Transplantation | Not Available | Next day | 7 days/week | Morning | 1.0 mL whole blood
300 | EBVPCR | Epstein-Barr Virus(EBV) DNA PCR, QUAN, Fluid | Lavender Top (K2 EDTA) for Blood, 0.5 mL Sterile Screw Top Container (CSF) | Esoteric TGH Laboratory | Blood or CSF | 87798 | ​EBV PCR , QUAL​, Epstein Barr Virus (EBV) by PCR | LAB2018 |  | Real-Time Polymerase Chain Reaction | ​Epstein-Barr Virus DNA, PCR is useful in assessing active disease. Central nervous system infections can be diagnosed with CSF specimens. |  | Not Available | 48 hrs. | 5 days a week (M-F) | A.M. | 3 mL or 0.5 mL CSF
293 | ENVPCR | Enterovirus PCR | See Special Instructions | Esoteric TGH Laboratory | See Special Instructions | 87798 | ​​ | LAB2048 | ​0.5 mL CSF, Stool, rectal Swab, EDTA lavender top (1 microtainer ) NOTE: NP Swab transported in UTM (Universal Transport Medium) is also acceptable. | Real Time Polymerase Chain Reaction | ​This assay is used to detect the presence of Enterovirus RNA (including enterovirus, echovirus, coxsackievirus, and poliovirus) in a patient's specimen. The use of PCR to assay for the presence of viral RNA in clinical specimens allows for rapid patient testing. With the inclusion of real time fluorescent detection techniques, an accurate and sensitive detection can be made. | ​Enterovirus RNA Not Detected | Not Available | Within 72 hrs. | 3 days a week (M-W-F) | P.M. | 0.5 mL / 1 Swab
280 | DRUGP | DRUG SCREEN, 10 DRUG, W/O CONF, URINE | Sterile, Leak proof, Screw Top Container | Chemistry TGH Laboratory | Urine | 80101 (x7) | ​​Drug Profile ​,UDS | LAB2137 | ​Test performed on urine for inpatients only. Includes Amphetamines, Barbiturates, Benzodiazepines, Cannabinoids, Cocaine, Ethanol, Opiates, Phencyclidine (PCP), Methadone, Oxycodone | Enzyme immunoassay |  | ​Negative for all tests | 1 hr. | 4 hrs. | 7 days a week | 24 hrs | 1 mL Urine
377 | FGLUC | Glucose, Fluid | Sterile, Leak proof, Screw Top Container | Chemistry TGH Laboratory |  | 82945 | ​​Fluid, Glucose | LAB186 |  | Oxygen Sensor | ​Glucose measurement in body fluid may be useful, with other laboratory tests, to evaluate effusions. Decreased concentrations are associated with bacterial infections, inflammation such as rheumatoid arthritis, and occasionally malignancy. | ​No Reference Range | 1 hr. | 4 hrs | 7 days a week | 24 hrs | 0.5 mL
329 | FFBN | Fibronectin,Fetal, cervical Swab | Fetal Fibronectin Kit | Chemistry TGH Laboratory |  | 82731 | Fibronectin, Fetal | LAB287 | ​Patients with suspected or known placental abruption, placenta previa, or moderate or gross vaginal bleeding should not be tested for fetal fibronectin. Swabs contaminated w/ lubricant, soap, disinfectant or cream (e.g. K-Y Jelly ® lubricant, Betadine®, disinfectant, Monistat® cream) should not be used to obtain the specimen. | Colorimetry | ​The rapid fetal Fibronectin test is to be used as an aid in assessing the risk of pre-term delivery in less than or equal to 7 or 14 days from the time of cervicovaginal sample collection in pregnant women with signs and symptoms of early pre-term labor. | ​Negative | 2 hrs. | 4 hrs. | 7 days a week | 24 hrs | 1 properly collected swab
400 | FHGB | Hemoglobin (HGB), Free | Green Top (Lithium Heparin) | Chemistry TGH Laboratory |  | 83051 | ​​Free Hemoglobin | LAB92 | ​Add on specimens accepted within 48 hours. | Photometry | ​Plasma Hemoglobin in useful in patients to assess intravascular hemolysis. Intravascular hemolysis may be due to mechanical trauma, e.g., cardiopulmonary bypass, or secondary to a medical condition, e.g., malaria, paroxysmal nocturnal hemoglobinuria, and ABO incompatible transfusions. | ​< 30 mg/dL | 1 hr. | 4 hrs | 7 days a week | 24 hrs | 0.5 mL (1 microtainer)
465 | FIA | Factor Inhibitor Assay | Light Blue Top (3.2% Sodium Citrate) | Hematology TGH Laboratory |  | 85335 |  | LAB2212 | ​Plasma stored in an unopened sodium citrate collection tube at room temperature, (20-25°C) must be tested within 4 hours of collection or plasma separated and frozen. Frozen plasma can be stored for 2 weeks at -20° C or -70° C for 12 months. Please note: Whenever possible frozen specimens should be submitted from offsite locations. Whole blood specimens from offsite locations must be transported and ordered as STAT. If specimen cannot be analyzed within an acceptable time frame testing will be cancelled. To centrifuge and freeze plasma: * Verify the specimen is not clotted using applicator sticks * Verify the specimen tube is properly filled * Centrifuge specimen at 5000 RPM for 10 minutes as soon as possible after collection (up to 4 hours). * Label a polypropylene test tube with label that includes a minimum of two unique patient identifiers (such as name and date of birth). * Using a disposable transfer pipette, transfer the plasma (leave about 0.5ml do not disturb the buffy coat) to a labeled test tube. * If available perform platelet count on the plasma to verify platelet count is <10 K/uL * If platelet count is 10K/uL repeat centrifugation process * If multiple specimens collection tubes, do not pool plasma from collection tubes together. * Freeze plasma and transport to the laboratory for testing on dry ice. * Specimen must remain frozen until testing is performed. Criteria for rejecting specimens for testing include: Tubes not properly labeled, filled (+/- 10% of required fill volume), clotted specimens, plasma that is moderately to grossly hemolyzed, plasma that has not been properly stored or tested within defined timeframe, frozen specimen plasma platelet count >10 K/uL or Fibrinogen <35 mg/dL and not clinically indicated | Clot Detection | ​This test is used to identify antibodies that inhibit the activity of a specific coagulation factor. Bethesda Units define the titer of the inhibitor. | ​N/A | Not Available | Within 72 hrs. – reviewed by a Pathologist | 5 days a week (M-F). Not performed on holidays | AM | Two 2.7 mL 3.2% Sodium Citrate collection tubes filled to minimum line or 2.0 mL frozen plasma
351 | FHSC | Culture, Fungal - Hair, Skin and Nail W/O FL KOH | Sterile, Leak proof, Screw Top Container | Microbiology TGH Laboratory |  | 87101 | ​​Fungal Culture | LAB240 | ​Ordered only if specimen is hair, skin or nails. Fungal stain must be ordered separately.See KOH prep. | Conventional Culture | ​Skin, Hair, and Nails, all containing keratin, can become infected with dermatophytes. These superficial fungal infections may be treated with antifungal drugs. | ​ No Growth | Not Available | 4 weeks | 7 days a week | 24 hrs | 1 piece
500 | FLDH | LACTATE DEHYDROGENASE (LDH), FLUID | Sterile, Leak proof, Screw Top Container | Chemistry TGH Laboratory | Fluid | 83615 | ​FLUID LDH​ | LAB2826 |  | Enzymatic rate |  | ​No Reference Range | 1 hr. | 4 hrs |  | 24 hrs | 0.5 mL
180 | FLCC | Cell Count and Differential, Fluid | Sterile Container | Hematology TGH Laboratory | Fluid | 89051 | ​Fluid Cell Count​ | LAB210 | * ​Delivery to the lab ASAP after collection, do not use hospital pneumatic tube system for this specimen type. * Reasons for specimen rejection include: QNS * Integrity comments will be added to any suboptimal specimens analyzed (i.e. clotted). If quantity is not sufficient to perform all testing requested the physician will be required to prioritize requests. * Add on requests completed > 4 hours from collection will include integrity disclaimer. * Reflex testing for Pathology M. D. review will be performed when abnormal morphological observations are made and have not been previously reported, and/or are not clinically supported by the patient's diagnosis. | Sysmex XN analyzers use electrical impedance and flow cytometry methodology. |  | ​None Available | 1 hour | 4 hours. If Pathology review reflex test required results will be available in 24-48 hours. | 7 days a week | 24 hrs | 0.5 mL
599 | PENTO | PENTOBARBITAL | Red Top (No Additive) preferred, Lavender Top (K2EDTA) | Quest Diagnostics | SERUM/ PLASMA | 82205 | ​​PENTOBARBITAL​ | LAB2922 | ​Sent to reference laboratory. 1mL room temperature serum/plasma. Patient Preparation: Collect just before next dose. | Gas Chromatography | ​Used as a hypnotic, sedative and anesthetic. Readily absorbed from stomach. Duration of action, in therapeutic doses, is approximately 3-6 hours (short acting Barb). Barbiturates may enhance other CNS depressants, such as ethanol, opiates, tranquilizers, resperine, etc. Pentobarbital is given IV to reduce intracranial pressure and lower cerebral oxygen demand in patients with severe head trauma, Reye's syndrome, or anoxic brain damage. Pentobarbital use in this case requires a much higher therapeutic drug concentration. | ​Therapeutic 1.0-5.0 mg/L Potentially toxic > 10.0 mg/L Treatment of intracranial pressure with supportive therapy Adult 25.0-35.0 mg/L Child 20.0-30.0 mg/L Detection limit 0.1 mg/L | Not Available | 3 - 5 days | Monday - Sunday | PM | 3 mL (6 microtainers)
597 | PARV | PARVOVIRUS B19 ANTIBODY (IGG,IGM), SERUM | Red Top (No Additive) (Serum only) | Quest Diagnostics | SERUM ONLY | 86747 (x2) | ​PARVO (B19) G/M ABDY​ | LAB800 | ​Sent to reference laboratory. 2.0 mL refrigerated (room temperature acceptable) serum. | Enzyme Immunoassay | ​Parvovirus B19 is also known as ''Fifth Disease'' affects primarily children and causes a rash on the face, trunk, and limbs. Joint pain and swelling is more common in adults. Although one-fifth of those affected have only mild disease, patients with sickle cell anemia or similar types of chronic anemia can suffer from acute anemia. Infection during pregnancy can lead to complications. | ​Parvovirus Ab B19 IgM index <0.9 NEGATIVE 0.9-1.1 EQUIVOCAL >1.1 POSITIVE Parvovirus Ab B19 IgG index <0.9 NEGATIVE 0.9-1.1 EQUIVOCAL >1.1 POSITIVE IgG persists for years and provides life-long immunity | Not Available | Report available: Next day | Monday - Saturday | Afternoon | 1.0 mL serum or plasma, minimum. 2.0 mL serum or plasma, preferred
870 | FLIX | Infliximab Drug Level and Anti Drug Antibody for IBD, Serum | Red Top ONLY | Quest Diagnostics, San Juan Capistrano, CA | Blood, serum | 83520, 80230 | ​INFLIXIMAB | LAB9863 |  | Enzyme Linked Immunosorbent Assay (ELISA) | ​The American Gastroenterological Association recommends optimal infliximab trough concentration of 5 mcg/mL or greater in patients with active IBD. Data from separate clinical studies suggest an optimal infliximab trough concentration of greater than 3.8 or 6-10 mcg/mL. Sub- therapeutic infliximab levels may be due to a patient not yet achieving a steady state trough level early in therapy, inadequate dosing, a dosing interval that is too long, or accelerated infliximab clearance. Accelerated infliximab clearance may be explained by the presence of infliximab anti-drug antibody or rheumatoid factor in the patient's serum, or may be caused by other diseases that indirectly lead to immunoglobulin loss (i.e. kidney disease, protein-losing gastroenteropathy). If infliximab level is sub-therapeutic but total infliximab anti-drug antibody is not detected: Patients with a sub-therapeutic infliximab trough level, but no anti-drug antibody, may benefit from an increased infliximab dose. If infliximab level is sub-therapeutic and total infliximab anti-drug antibody is detected: Detectable serum infliximab anti-drug antibody may cause accelerated infliximab clearance leading to reduced trough levels and a compromised clinical response. Such patients are more likely to benefit from a switch in biologic therapy than from an increase in infliximab dose. If infliximab level is therapeutic and total infliximab anti-drug antibody is not detected: In patients who do not respond or who lose their clinical response, mucosal inflammation is likely to be driven by a process that is not TNF alpha dependent. A switch to a different class of therapy should be considered. If infliximab level is therapeutic and total infliximab anti-drug antibody is detected: If the patient is responding clinically, the detected anti-drug antibody may not be clinically significant because the detected anti-drug antibody may not be functional or the level is inadequate to accelerate infliximab clearance. Anti-drug antibody may disappear over time or increase, and, if increased, may cause sub-therapeutic infliximab levels and a loss of response in the future. Patients with a loss of infliximab response despite therapeutic trough levels may benefit from a switch to a different class of therapy.​ | ​See laboratory report | Not available | 3-5 Days | Tuesday, Thursday, Saturday |  | 1.0 mL serum
478 | FLHGB | JP Fluid Hemoglobin | • K2 EDTA, lavender top tube. • Specimens submitted in sterile container are acceptable but not preferred because there is no anticoagulant to prevent specimen from clotting. | Hematology TGH Laboratory |  | CPT not available | ​​​ | LAB1927 | ​Reasons for specimen rejection include: clotted or quantity not sufficient | Sysmex XN analyzers use electrical impedance and flow cytometry methodology. Parameter reported:hematocrit | ​None documented for informational use only. | * ​None provided. * Report will include the following disclaimer: This test was performed using the Sysmex XN9000 instrument. This specimen type has NOT been cleared by the FDA for use on this instrument. The performance characteristics of this test have not been established on body fluids. No normal ranges have been established for this test. Critical values There are no critical values associated with this test. | 1 hour | 4 hours | 7 days a week | 24 hours a day | Standard collection tube 1.5mL
116 | PEDB | CULTURE, BLOOD PEDI AEROBIC | Pediatric BacT/Alert blood culture bottle (yellow top) | Microbiology TGH Laboratory | BLOOD | 87040 | ​PEDIATRIC AEROBIC BLOOD CULTURE | LAB2064 | ​This culture will NOT rule out anaerobic infections. Optimum results achieved with 4 mL of blood. Not recommended for adult patients because less than 20mls of blood collection may result in decreased detection of sepsis or bacteremia in an adult. | Conventional Culture |  | ​No Growth | Collection only | 5 days | 7 days a week | Inoculated at time of collection | 1.5 – 4.0 mL blood per bottle minimum. **note: 4.0 mL blood is required for optimal results!
604 | PCP | PHENCYCLIDINE (PCP), URINE | Sterile, Leak proof, Screw Top Container | Chemistry TGH Laboratory | URINE | 80101 | ​PHENCYCLIDINE​ | LAB423 | ​Test performed only on urine | Enzyme immunoassay |  | ​Negative |  | 4 hrs | 7 days a week | 24 hrs | 1 mL Urine
242 | FLDC | Culture, Fluid | Sterile, Leak proof, Screw Top Container or Culturette | Microbiology TGH Laboratory | Fluid | 87070 | ​​Fluid Culture | LAB269 |  | Conventional Culture | ​Aerobic bacteria, requiring oxygen for reproduction are recovered in aerobic culture. These include most of the bacterial infections that cause disease. When an organism is identified, antibiotic sensitivities are performed that guide selection of appropriate antibiotic treatment for clinically significant pathogens. | ​No Growth | Not Available | 2 days | 7 days a week | 24 hrs | 1 mL fluid or 1 culturette
477 | FLHCT | JP Fluid Hematocrit | • K2 EDTA, lavender top tube. • Specimens submitted in sterile container are acceptable but not preferred because there is no anticoagulant to prevent specimen from clotting. | Hematology TGH Laboratory |  | CPT not available | ​​N/A | LAB1928 | ​Reasons for specimen rejection include: clotted or quantity not sufficient | Sysmex XN analyzers use electrical impedance and flow cytometry methodology. Parameter reported: hematocrit | ​None documented for informational use only. | * ​None provided. * Report will include the following disclaimer: This test was performed using the Sysmex XN9000 instrument. This specimen type has NOT been cleared by the FDA for use on this instrument. The performance characteristics of this test have not been established on body fluids. No normal ranges have been established for this test. Critical values There are no critical values associated with this test. | 1 hour | 4 hours | 7 days a week | 24 hours a day | Standard collection tube 1.5mL
219 | PCOOX | CO-Oximetry, Pulmonary (COOX) | Green Top (Lithium Heparin) or ABG Heparinized Syringe | Respiratory TGH Laboratory and Brandon Healthplex Laboratory | Whole Blood | 82375 | CO-OX​ | LAB2616 | ​Send specimens to tube station #43. |  | ​ | ​Hb: 14.1-18.1 g/dL O2Hb: >95 % CO2Hb: 0.0-3.0 % MetHb: 0.0-1.0 % | 10 min. | 45 min. | 7 days a week | 24 hrs | 1 mL
568 | PCHEM | Pulmonary Chemistry | Green Top (Lithium Heparin) or ABG Heparinized Syringe | Respiratory TGH Laboratory and Brandon Healthplex Laboratory (BHP) | Whole Blood | 82330, 82435, 82565, 82947, 84132, 84295, 84520, 82374 | PULMONARY CHEMISTRY | LAB2207 | ​Available in NICU only for TGH. Send specimens to tube station #43. For BHP, used as backup testing for Chemistry analyzer downtime only. |  | ​This test code includes the following tests: ​Sodium, Chloride, Potassium, Ionized Calcium, Glucose, BUN, Creatinine, and Carbon Dioxide. | ​See report | 10 min. | 45 min. | 7 days a week | 24 hrs
341 | FK506 | TACROLIMUS LEVEL BY IMMUNOASSAY | Lavender Top (K2 EDTA) | Chemistry TGH Laboratory |  | 80197 | ​TACROLIMUS​ (FK506) | LAB876 | ​Collect specimen 1 hour prior to next dose (12 hour trough). Add on specimens accepted within 7 days. | Immunoassay | ​FK506 is an immunosuppressive drug used in organ transplantation to prevent graft rejection. Therapeutic drug monitoring is useful to optimize dose and avoid toxicity. Optimal blood drug levels are influenced by type of transplant, patient response, time post-transplant, co-administration of other drugs, and drug formulation. | ​5 - 20 ng/ mL | 1 hr. | 4 hrs | 7 days a week | 24 hrs | 1 mL (2 microtainers)
332 | FIB | Fibrinogen Level | Light Blue Top (3.2% Sodium Citrate) | Hematology TGH Laboratory |  | 85384 | ​​ | LAB314 | ​Plasma stored in an unopened sodium citrate collection tube at room temperature, (20-25°C) must be tested within 4 hours of collection or plasma separated and frozen. Frozen plasma can be stored for 2 weeks at -20° C or -70° C for 12 months. Please note: Whenever possible frozen specimens should be submitted from offsite locations. Whole blood specimens from offsite locations must be transported and ordered as STAT. If specimen cannot be analyzed within an acceptable time frame testing will be cancelled. To centrifuge and freeze plasma: * Verify the specimen is not clotted using applicator sticks * Verify the specimen tube is properly filled * Centrifuge specimen at 5000 RPM for 10 minutes as soon as possible after collection (up to 4 hours). * Label a polypropylene test tube with label that includes a minimum of two unique patient identifiers (such as name and date of birth). * Using a disposable transfer pipette, transfer the plasma (leave about 0.5ml do not disturb the buffy coat) to a labeled test tube. * If available perform platelet count on the plasma to verify platelet count is <10 K/uL * If platelet count is 10K/uL repeat centrifugation process * If multiple specimens collection tubes, do not pool plasma from collection tubes together. * Freeze plasma and transport to the laboratory for testing on dry ice. * Specimen must remain frozen until testing is performed. Criteria for rejecting specimens for testing include: Tubes not properly labeled, filled (+/- 10% of required fill volume), clotted specimens, plasma that is moderately to grossly hemolyzed, plasma that has not been properly stored or tested within defined timeframe, frozen specimen plasma platelet count >10 K/uL or Fibrinogen <35 mg/dL and not clinically indicated. | Clot Detection | ​In dysfibrinogenemia, clotting activity may be lower than indicated by the fibrinogen concentration because the fibrinogen is not fully functional. The Clotting Assay is also useful in determining the availability of substrate for clot formation. | ​190 - 500 mg/ dL Critical Value <100 mg/dL | 1 hr. | 4 hrs | 7 days a week | 24 hrs | One 2.7 mL or 1.8 mL 3.2% sodium citrate collection tube filled to the minimum line OR 1 mL of frozen plasma.
431 | PHH | PULMONARY HEMOGLOBIN (HGB) AND HEMATOCRIT (HCT) | Green Top (Sodium Heparin) | Respiratory TGH Laboratory | BLOOD | 85014 | ​PULMONARY HGB,HCT​ | LAB2208 | ​Available in NICU Only Send specimens to tube station #43. |  |  | ​Hematocrit (M): 37.0-55.0 % Newborn to 11years Hematocrit (F) 37.00-55.0 % Newborn to 11 Years Hb: 14.1-18.1 g/dL | 10 min. | 45 min. | 7 days a week | 24 hrs | 0.5 mL
343 | FOL | Folate (Folic Acid), Serum | Green (Li Heparin)-Preferred, Red Top (No Additive), Gold Top (SST) | Chemistry TGH Laboratory |  | 82746 | ​Folate​ | LAB69 | ​Add on specimens accepted within 5 days. | Immunochemiluminometric Assay | ​Folate function as coenzymes involved in many metabolic pathways. Testing is useful in detecting folate deficiency and to monitor folate therapy. Folate deficiency is a cause of megaloblastic and macrocytic anemias. | ​7.0 – 31.4 ng/mL | Not Available | 4 hrs | 7 days a week | 24 hrs | 1 mL (2 microtainers)
520 | PLA2 | PLAC2 | Red Top (No gel). Serum only | Specialty Laboratories | SERUM ONLY | 83698 | CARDIO IQ(R) LP-PLA2 ACTIVITY | LAB2224 | ​Specimens should be centrifuged and separated within 4 hours of collection, but no longer than 36 hours after collection. Refrigerated plasma/serum can be transported on cold packs (7 day stability). For longer stability, store and transport at or below -70˚C on dry ice. | Immunoassay | ​The PLAC test is a blood test that measures the level of Lp-PLA2 an enzyme highly specific to vascular inflammation and implicated in the formation of rupture-prone plaque. | ​81-259 ng/mL | Not Available | 5 days | Wed. and Sat. | AM | 1.0 mL serum, preferred. 0.5 ml serum minimum
287 | PLYTES | PULMONARY ELECTROLYTES | Green Top (Lithium Heparin) or ABG Heparinized Syringe | Respiratory TGH Laboratory | BLOOD | See individual | ​LYTES​ | LAB2180 | ​Send specimens to tube station #43. | Specific Electrodes |  | ​Na+: 135-148 mMol/L K+: 3.7-5.3 mMol/L CA++: 1.15-1.38 mMol/L Cl-: 100-112 mMol/L Glucose: 85-125 mMol/L | 10 min. | 45 min. | 7 days a week | 24 hrs | 1 mL
532 | PMG | IONIZED MAGNESIUM (RESPIRATORY CARE) | Green Top (Lithium Heparin) or ABG Heparinized Syringe | Respiratory TGH Laboratory | BLOOD | 83735 | PULM MAGNESIUM BATTERY | LAB2169 | ​Send specimens to tube station #43. |  |  | ​0.45-0.60 mMol/L | 10 min. | 45 min. | 7 days a week | 24 hrs
276 | FPTN | PHENYTOIN, FREE AND TOTAL | 2.5 mL serum collected in a red-top tube (no gel) | Quest Diagnostics |  | 80186 | FREE DILANTIN PANEL | LAB2827 | ​Transport refrigerated (cold packs), stable for 7 days refrigerated, 4 days at room temp. Add on specimens accepted within 7 days. | Fluorescence polarization immunoassay | ​The unbound (free) drug is the pharmaceutically active component of phenytoin. The percent free is influenced by renal disease, pregnancy, protein abnormalities, and other medical conditions. | ​Phenytoin, Free: 1.0 – 2.0 mcg/mL Phenytoin, Total: 10.0 – 20.0 mg/L | Not Available | 3-5 days | Mon - Fri | All shifts | 2.0 mL serum minimum
349 | FRUCT | Fructosamine, Serum/ Plasma | Red Top (No Additive, SST ok), preferred, Lavender Top (EDTA), Sodium or Lithium Heparin (Green Top) plasma, acceptable. | Quest Diagnostics |  | 82985 | ​​Fructosamine | LAB1013 | ​Sent to reference laboratory. 1.0 mL refrigerated serum/plasma Hemolysis or Icterus are unacceptable | Colorimetric | ​Fructosamine reflects intermediate glycemic control (over 1-2 weeks). Testing is often used to complementglucose (immediate glycemic control) and hemoglobin A1c testing (long-term glycemic control). | ​Fructosamine: 190-270 umol/L | Not Available | Next day | Monday - Friday | All shifts | 0.5 mL serum, minimum. 1.0 mL serum, preferred
602 | PPHB | PH, PULMONARY (RESPIRATORY CARE) | Green Top (Lithium Heparin) or ABG Heparinized Syringe | Respiratory TGH Laboratory | BLOOD | 82800 | PH | LAB75 | ​Send specimens to tube station #43. |  |  | ​7.35-7.45 pH Units | 10 min. | 45 min | 7 days a week | 24 hrs | 1 mL
375 | PP2H | GLUCOS, 2 HR POSTPRANDIAL, SERUM/ PLASMA | Red Top (No Additive), Green Top (Li heparin) | Chemistry TGH Laboratory | SERUM/ PLASMA | 82950 | 2 HR POST PRANDIAL | LAB2199 |  | Oxygen Sensor |  |  | 1 hr. | 5 hrs. | 7 days a week | 24 hrs | 0.5 mL (1 microtainer)
532 | PMGB | IONIZED MAGNESIUM (RESPIRATORY CARE) | Green Top (Lithium Heparin) or ABG Heparinized Syringe | Respiratory TGH Laboratory | BLOOD | 83735 | ​PULM MAGNESIUM BATTERY | LAB2169 | ​Send specimens to tube station #43. |  |  | ​0.45-0.60 mMol/L | 10 min. | 45 min. | 7 days a week | 24 hrs
347 | FTPSA | PROSTATE SPECIFIC ANTIGEN (PSA), FREE & TOTAL | Red Top (No Additive) | Quest Diagnostics |  | 84154, 84153 | FREE PSA WITH TOTAL | LAB171 | ​Sent to reference laboratory. 0.6 mL frozen serum. Do not collect after trans rectal biopsy as results may be falsely elevated. 31348 | Immunoassay | ​The addition of free PSA to total PSA is useful in better separating populations of men with prostate cancer from those without prostate cancer when the total PSA is neither very low nor very high. | ​PSA, Free ng/mL PSA, Total ng/mL < OR = 4.0 PSA, % Free % GREATER THAN 25 Estimated (x) PSA Free PSA Probability of ng/mL % Cancer (as %) 0-2.5 (N/A) Approx. 1 2.6-4.0 (1) 0-27 (2) 24 (3) 4.1-10 (4) 0-10 56 11-15 28 16-20 20 21-25 16 >=26 8 >10 (+) N/A >50 | Not Available | 3 - 5 days | Monday - Friday | P.M. | 2 mL (4 microtainers)
155 | PIONCB | IONIZED CALCIUM - (RESPIRATORY CARE) | Light or Dark Green Top (Lithium Heparin) or ABG Heparinized Syringe | Respiratory TGH Laboratory and Brandon Healthplex Laboratory | BLOOD | 82330 | PULM IONIZED CALCIUM BATTERY | LAB54 | ​Send specimens to tube station #43. Draw separate green tops (Dark Green) if drawing multiple tests. Send the unspun tube for testing. |  | ​Ionized calcium represents the true bioavailable calcium in the circulation. In situations where the total calcium is normal, but does not fit the clinical picture, a determination of the ionized calcium will, many times, show an elevation in the bioavailable calcium. | ​1.15-1.38 mmol/L | 10 min. | 45 min. | 7 days a week | 24 hrs | 1 mL
490 | PPLAB | LACTATE (RESPIRATORY CARE) | Green Top (Lithium Heparin) or ABG Heparinized Syringe | Respiratory TGH Laboratory | BLOOD | 83605 | ​PULM LACTIC ACID BATTERY​ | LAB2161 | ​Send specimens to tube station #43. |  |  | ​0.5-2.2 mg/dL | 10 min. | 45 min. | 7 days a week | 24 hrs | 1 mL
378 | PGLUB | GLUCOSE - (TGH RESPIRATORY CARE ONLY) | Green Top (Lithium Heparin) or ABG Heparinized Syringe | Respiratory TGH Laboratory | BLOOD | 82947 | ​PULM GLUCOSE BATTERY​ | LAB2200 | ​Send specimens to tube station #43. |  |  | ​85-125 mg/dL | 10 min. | 45 min. | 7 days a week | 24 hrs | 1 mL
348 | FREET4 | THYROXINE (T4) FREE | Green (Li Heparin)-Preferred, Red Top (No Additive), Gold Top (SST) | Chemistry TGH Laboratory |  | 84439 | ​T4 FREE​ | LAB127 | ​Add on specimens accepted within 5 days | Immunochemiluminometric Assay | ​Free T4 is useful in the distinguishing euthyroidism from thyroid disease. | ​0.70 – 1.48 ng/dL | Not Available | 4 hrs | 7 days a week | 24 hrs | 1mL (2 microtainers)
344 | FSH | Follicle Stimulating Hormone (FSH), Serum | Green (Li Heparin)-Preferred, Red Top (No Additive), Gold Top (SST) | Chemistry TGH Laboratory |  | 83001 | FSH​ | LAB86 | ​Add on specimens accepted within 5 days. | Immunochemiluminometric Assay | ​FSH is useful in the evaluation of ovulation and infertility, especially when combined with other hormone evaluation. | ​Males: 0.95 – 11.95 mIU/mL Mid Follicular Phase: 3.03 – 8.08 mIU/mL Mid Cycle peak: 2.55 – 16.69 mIU/mL Mid Luteal Phase: 1.38 – 5.47 mIU/mL Postmenopausal: 26.72 – 133.41 mIU/mL | 1 hr. | 4 hrs | 7 days a week | 24 hrs | 1mL (2 microtainers)
350 | FUNC | CULTURE, FUNGAL, OTHER THAN HAIR/ SKIN/NAIL W/O FL KOH | Sterile, Leak proof, Screw Top Container or Culturette | Microbiology TGH Laboratory |  | 87102 | ​FUNGAL CULTURE​ | LAB2401 | ​IT IS ABSOLUTELY NECESSARY THAT THE PHYSICIAN CONTACT THE MICROBIOLOGY DEPARTMENT IF AN UNUSUAL FUNGUS IS EXPECTED, SUCH AS THE DIMORPHICS (Coccidiodes, Histoplasmosis, etc.). Not for hair, skin or nails (See Fungal Culture Hair+Skin+Nails). Fungal stain must be ordered separately. See "Gram Stain", India Ink", or "KOH Prep" for smear types available. Histology is recommended for tissue fungal stains. | Conventional Culture | ​Fungi can infect the cerebral spinal fluid, other body fluids, and tissues. These infections occur more commonly among patients who are immunocompromised. Early diagnosis and effective treatment can reduce the likelihood of severe sequelae. | ​No Growth | Not Available | 4 weeks | 7 days a week | 24 hrs | CSF or urine, 3 mL; Pulmonary, 5 mL; Wound or throat
115 | FUNB | CULTURE, FUNGAL, BLOOD | One (1) Aerobic (green) | Microbiology TGH Laboratory |  | 87103 | ​FUNGAL BLOOD CULTURE​ | LAB242 | ​For culture of fungi (yeast or molds) from blood site. Collect x2 only.(Two sets of 20mL/set is optimal to detect sepsis.) | Conventional Culture | ​Fungal infections are most common among hospitalized patients, specifically with indwelling catheters, or whoare immuno-compromised. Blood culture is a sensitive method to detect invasive fungal infections. | ​No Growth | Collection only | 4 weeks | 7 days a week | Inoculated at time of collection | 10 mL blood. **note: less than 10 mL per bottle (20 mL per set) may reduce detection of sepsis or bacteremia in adults. If it is a short draw, you can draw a pedi.
600 | FPH | PH, FLUID | Sterile, Leak proof, Screw Top Container | Chemistry TGH Laboratory |  | 82205 | ​FLUID PH​ | LAB110 |  | Ion-selective PH electrode (electrochemistry) |  | ​No Reference Range | 1 hr. | 4 hrs | 7 days a week | 24 hrs | 0.5 mL of body fluid.
290 | PROTE | PROTEIN ELECTROPHORESIS (PE), BLOOD | Red Top (No Additive) | Chemistry TGH Laboratory | SERUM | 84165 | ​PROTEIN ELECTROPHORESIS​ | LAB119 | ​Add on specimens accepted within 1 weeks. | Electrophoresis | Protein electrophoresis evaluates the major protein fractions (i.e., albumin, alpha1, alpha2, beta, and gamma proteins) to determine if there are deficiencies or excesses as seen with macroglobulinemia, monoclonal gammopathy of undetermined significance (MGUS), and multiple myeloma. Quantitation of kappa and lambda is useful in detecting abnormal ratios or elevations in one of the two. This may characterize a monoclonal gammopathy.​ |  | Not Available | Within 72 hrs. | 5 days a week (M-F). Not performed on holidays | A.M. | 1mL (2 microtainers)
595 | PTH | PARATHYROID HORMONE (PTH), INTACT, PLASMA | Green (Li Heparin)-Preferred, Red Top (No Additive), Gold Top (SST) | Chemistry TGH Laboratory | PLASMA/ SERUM | 83970 | PARATHORMONE, INTACT​ | LAB108 | ​Add on specimens accepted within 48 hours. | Chemiluminescence | ​The hormone Parathyroid Hormone (PTH) acts to increase serum calcium and 1-, 25- Dihydroxyvitamin D concentrations, while decreasing phosphorus. | ​12-88 pg/Ml | 1 hr. | 4 hrs | 7 days a week | 24 hrs | 1mL (2 microtainers)
275 | PTN | DILANTIN (PHENYTOIN) | Green (Li Heparin)-Preferred, Red Top (No Additive), Gold Top (SST) | Chemistry TGH Laboratory | PLASMA/ SERUM | 80185 | ​DILANTIN (PHENYTOIN)​ | LAB31 | ​Add on specimens accepted within 5 days | Immunoturbidimetric | ​Phenytoin is an anticonvulsant used in the treatment of tonic-clonic (Grand Mal) and focal seizures. Therapeutic drug monitoring is useful in optimizing dose and avoiding toxicity. | ​10 - 20 µg/ mL | 1 hr. | 4 hrs | 7 days a week | 24 hrs | 0.5 mL (1 microtainer)
135 | QBUC | CULTURE, WOUND QUANTITATIVE | Sterile, Leak proof, Screw Top Container | Microbiology TGH Laboratory |  | 87071 | ​​QUANTITATIVE WOUND CULTURE | LAB2774 | ​Quantitative wound cultures are STAT procedures that must be scheduled before the specimen is sent. Call Microbiology Department to schedule at x65720. Specimen must arrive within 1 hour of collection. DO NOT add saline, water, broth or any preservative. | Conventional Culture | ​Colony counts greater than 100,000 organisms per gram of tissue are associated with sepsis after grafting over site. | ​Gram stain reported as "Less than 100,000 organisms/gram of tissue". Culture reported as" No Growth" | 2 hrs. (Smear only) | 2 days if no growth | Inoculated 7 days a week | A.M. | 1 gram
9 | PTT | PARTIAL THROMBOPLASTIN TIME | Light Blue Top (3.2% Sodium Citrate) | Hematology TGH Laboratory | BLOOD | 85730 | APTT​ | LAB764 | Plasma stored in an unopened sodium citrate collection tube at room temperature, (20-25°C) must be tested within 4 hours of collection or plasma separated and frozen. Frozen plasma can be stored for 2 weeks at -20° C or -70° C for 12 months. Please note: Whenever possible frozen specimens should be submitted from offsite locations. Whole blood specimens from offsite locations must be transported and ordered as STAT. If specimen cannot be analyzed within an acceptable time frame testing will be cancelled. To centrifuge and freeze plasma:  Verify the specimen is not clotted using applicator sticks  Verify the specimen tube is properly filled  Centrifuge specimen at 5000 RPM for 10 minutes as soon as possible after collection (up to 4 hours).  Label a polypropylene test tube with label that includes a minimum of two unique patient identifiers (such as name and date of birth).  Using a disposable transfer pipette, transfer the plasma (leave about 0.5ml do not disturb the buffy coat) to a labeled test tube.  If available perform platelet count on the plasma to verify platelet count is <10 K/uL  If platelet count is 10K/uL repeat centrifugation process  If multiple specimens collection tubes, do not pool plasma from collection tubes together.  Freeze plasma and transport to the laboratory for testing on dry ice.  Specimen must remain frozen until testing is performed. Criteria for rejecting specimens for testing include: Tubes not properly labeled, filled (+/- 10% of required fill volume), clotted specimens, plasma that is moderately to grossly hemolyzed, plasma that has not been properly stored or tested within defined timeframe, frozen specimen plasma platelet count >10 K/uL or Fibrinogen <35 mg/dL and not clinically indicated | Clot Detection | APTT measures part of the coagulation cascade. Prolonged APTT may be caused by heparin and other anticoagulants, factor deficiencies, or inhibitors such as lupus anticoagulants. | 25.1 – 36.5 seconds | 1 hr. | 4 hrs | 7 days a week | 24 hrs. a day | One 2.7 mL or 1.8 mL 3.2% sodium citrate collection tube filled to the minimum line OR 1 mL of frozen plasma
170 | QCTC | CULTURE, CATHETER TIP QUANTITATIVE | Sterile, Leak proof, Screw Top Container | Microbiology TGH Laboratory |  | 87071 | ​QUANTITATIVE CATHETER TIP CULTURE | LAB224 | ​NO FOLEY CATH TIPS. Gram Stains cannot be performed on this specimen type. | Conventional Culture | ​Quantitation assists the physician in separating colonization from infection.A culture with 15 or more colonies correlates significantly with infection (vs contamination of the catheter surface). | ​No Growth or <15 colonies | Not Available | 2 days if no growth | Inoculated 7 days a week | 24 hrs | 2 cm length cath tip
130 | QBBC | CULTURE, BRONCHIAL BRUSHING QUANTITATIVE | Sterile, Leak proof, Screw Top Container | Microbiology TGH Laboratory | BRONCHIAL BRUSHING SAMPLE | 87071 | ​​Quantitative Bronchial Brush Culture | LAB267 | ​Obtain the 1mL BHI broth from Microbiology at ext 65720 | Conventional Culture | ​Counts greater than 100,000 are generally accepted to be a significant indicator of infection. Contaminants usually occur at colony counts less than 10,000. | ​No Growth | Not Available | 2 days if no growth | Inoculated 7 days a week | 24 hrs. a day | 1 brush in 1 mL BHI broth
131 | QBLC | CULTURE, BRONCHIAL LAVAGE QUANTITATIVE | Sterile, Leakproof, Screw Top Container | Microbiology TGH Laboratory | BRONCHIAL LAVAGE | 87071 | ​QUANTITATIVE BRONCHIAL LAVAGE CULTURE | LAB2062 | 1) Specimens in transit more than 1 hour without refrigeration are not acceptable. 2) Specimens with formalin or cytology fixative are not acceptable. 3) Specimens in non-sterile containers are not acceptable. 4) Specimen types other than bronchial alveolar lavage or wash are not acceptable. 5) Quantitative alveolar lavage culture is NOT acceptable to rule out AFB, fungi, Nocardia, Legionella, B. pertussis, anaerobes, or diphtheria. These require separate test requests and special processing or media. | Conventional Culture | ​Counts greater than 100,000 to 1,000,000 are generally accepted to be a significant indicator of infection. Contaminants usually occur at colony counts less than 100,000. | ​No Growth | Not Available | 2 days if no growth | 7 days a week | 24 hrs. | 10 mL of bronchial alveolar lavage or wash fluid
196 | RBCPCH | CHOLINESTERASE PLASMA AND RBC | 2 Lavender Top (K2 EDTA) | Quest Diagnostics | BLOOD | 82482 | ​CHOLINESTERASE,RBC AND PLASMA​ | LAB966 | ​Sent to reference laboratory. 4 mL refrigerated whole blood and 0.4 mL EDTA plasma. Draw two lavender-top (EDTA) tubes of whole blood. Spin one tube to separate plasma. Pour plasma into plastic aliquot tube and refrigerate until shipping. Ship both whole blood and plasma samples refrigerated. 338 | Kinetic Spectrophotometric | ​True Cholinesterase (RBC and plasma) activity is decreased in individuals with exposure to organophosphorousinsecticides. True Cholinesterase, found in erythrocytes and nerve tissue, is responsible for inactivating acetylcholinesterase at nerve endings. With decreased enzyme activity, patients may display a range of nervous system dysfunction. Analysis of RBC and serum or plasma activity is useful in monitoring exposure and recovery. | ​Cholinesterase, RBC IU/L 9572-15031 Cholinesterase, Plasma IU/L MALE 3334-7031 FEMALE 2504-6297 | Not Available | 3 - 5 days | Monday - Friday | A.M. | 5 mL
873 | RHVPCR | RSV AND HMPV PANEL | Eswab or VTM | Brandon Healthplex Laboratory | Nasal or Nasopharyngeal | 87634 | RSV and hMPV PANEL​ | LAB9920 |  | Reverse Transcriptase-Helicase-Dependant Amplification (RT-HDA) | Respiratory Syncytial Virus (RSV) is a major cause of lower respiratory tract infection and hospital visits during infancy and childhood. Human Metapneumovirus (hMPV) is the second most common cause of lower respiratory infection of young children. This tests for both RSV and hMPV. | ​Not Detected | 1 hour | 2 hours | Daily | Every day | 1 mL
370 | G6PDL | GLUCOSE 6 PHOSPHATE DEHYDROGENASE (G6PD), QUANT, WHOLE BLOOD | Lavender Top (K2 EDTA) | Quest Diagnostics | Whole Blood | 82955 | G-6PD LEVEL | LAB571 | ​Sent to reference laboratory. 1.0 mL whole blood collected in EDTA (lavender top), transport refrigerated. 500 | Kinetic | ​G-6-PD is the most common enzyme deficiency in the world. Newborns with G-6-PD may have prolonged and more pronounced neonatal jaundice than other newborns. Older individuals are subject to hemolytic anemia that can be induced by some foods, drugs, and infections. | ​G-6-PD, RBC U/g Hgb 4.6-13.5 | Not Available | 4 - 7 days | Monday - Friday | A.M. | 0.5 mL (1 microtainer) whole blood minimum. 1.0 mL whole blood preferred
381 | GADAB | GLUTAMIC ACID DECARBOXYLASE (GAD65), SERUM | Red Top (No Additive) | Quest Diagnostics |  | 83519 | ANTI GAD 65 AB​ | LAB650 | ​Sent to reference laboratory. 0.2 mL refrigerated serum. | Radio Imunoassay | ​Glutamic Acid Decarboxylase (GAD65) Antibody is useful to diagnose insulin dependent diabetes mellitus (IDDM, Type I diabetes), to assess risk for development of IDDM, to predict onset of IDDM, and risk of development of related endocrine disorders, e.g., thyroiditis. Before clinical onset, Type I diabetes is characterized by lymphocytic infiltration of the islet cells, and by circulating auto antibodies against a variety of islet cell antigens, including GAD-65, IA-2 (a tyrosine phosphatase-like protein), and insulin (IAA). | ​GAD-65 Ab U/mL 1.0 OR LESS | Not Available | 4 - 7 days | Tuesday, Thursday | A.M. | 1 mL (2 microtainers)
352 | GABA | GABAPENTIN (NEURONTIN), SERUM/PLASMA | Red Top (No Additive, no gel), preferred Lavender Top (EDTA), Green Top (sodium heparin), Green Top (lithium heparin), acceptable | Quest Diagnostics | Serum/ Plasma | 80299 | GABAPENTIN​ | LAB470 | ​Sent to reference laboratory. 1.0 mL room temperature serum (or plasma). Draw sample two hours after last dose at steady-state. Do not use gel barrier tubes. Separate serum or plasma from cells as soon as possible. Pour into plastic transport tubes. Gross hemolysis or SST tube not acceptable. | LC/MS/MS | ​Gabapentin is an anticonvulsant drug commonly used as adjunctive therapy to treat partial seizures. Therapeutic drug monitoring is useful to optimize dose and avoid toxicity. | ​2.7-4.1 mcg/mL (peak), following a single dose of 900-1800 mg/day 4.0-8.5 mcg/mL (peak), following multiple doses of 900-1800 mg/day administration The Reference Range is evolving. Seizure control has been observed at levels in excess of 4 mcg/mL | Not Available | Report available: Next day | Monday - Friday | A.M. | 0.5 mL serum (or plasma), minimum. 1.0 mL serum (or plasma), preferred
367 | GBMAB | Glomerular Basement Membrane Ab (IgG), Serum | Red Top (No Additive) | Quest Diagnostics |  | 83520 | ​​Glomerular Basement Membrane Antibody | LAB727 | ​Sent to reference laboratory. 1.0 mL refrigerated serum (gross hemolysis in unacceptable). 28732 | Immunoassay (IA) | ​Glomerular Basement Membrane Antibody is present in one fourth of patients with Goodpasture's syndrome. This syndrome consists of glomerulonephritis and pulmonary hemorrhage. | ​<1.0 AI No antibody detected ≥1.0 AI Antibody detected | Not Available | Report available: next day | Monday - Saturday | A.M. | 0.3 mL serum, minimum. 1.0 mL serum, preferred
360 | GDMS | Gestational Diabetes Screen, Serum/ Plasma | Gray Top (Sodium Fluoride) preferred or Green Top (Lithium heparin) in hospital | Chemistry TGH Laboratory |  | 82950 | ​​GDM Screen | LAB2196 | ​Gestational Diabetes Mellitus Screen A sample is to be collected 1 hour after a 50 gram loading dose of glucose(Glucola). | Oxygen Sensor | ​Gestational diabetes (or gestational diabetes mellitus, GDM) is a condition in which women without previously diagnosed diabetes exhibit high blood glucose levels during pregnancy. |  | 1 hr. | 5 hrs. | 7 days a week | 24 hrs | 0.5 mL (1 microtainer)
385 | GBSPCR | STREPTOCOCCUS GROUP B, PCR, VAGINAL/RECTAL SWAB | Culturette | Esoteric TGH Laboratory |  | 87653 | ​ GROUP B STREP PCR​ | LAB2202 | ​ | Real Time PCR |  | ​Not Detected | Not Available | 48 hrs. | 5 days a week (M-F) | A.M. | One swab
371 | GCT | Glucose Challenge Test | Gray Top (Sodium Fluoride) | Chemistry TGH Laboratory |  | 82950 | ​​ | LAB2198 | ​Sample drawn 2 hours after a 75 gram loading dose. Patient must be fasting 10-16 hours prior to test. | Oxygen Sensor |  |  | 1 hr. | 5 hrs. | 7 days a week |  | 0.5 mL (1 microtainer)
361 | GDMT | Gestational Diabetes Tolerance, Serum/ Plasma | Gray Top (Sodium Fluoride) preferred or Green Top (Lithium heparin) in hospital | Chemistry TGH Laboratory |  | 82951 | ​​GDM Tolerance | LAB2197 | ​Gestational Diabetes Mellitus Tolerance A sample is to be collected fasting and then 1, 2 and 3 hours after a 100 gram loading dose of glucose (Glucola). | Oxygen Sensor | ​Gestational diabetes (or gestational diabetes mellitus, GDM is a condition in which women without previously diagnosed diabetes exhibit high blood glucose levels during pregnancy. |  | 1 hr. | 5 hrs. | 7 days a week | 24 hrs | 0.5 mL (1 microtainer)
356 | GENC | CULTURE, GENITAL, ROUTINE | Culturette | Microbiology TGH Laboratory |  | 87070 | ​ GENITAL CULTURE​ | LAB2955 | ​A routine genital culture cannot be used to rule out gonorrhea. To culture for gonococcus only, order "Gonorrhea culture". See "Strept, Group B Culture" to rule out Gp B Strept. See "Wound Culture" for specimen types: uterine; fallopian; ovarian; placenta; genital abscess sites. | Conventional Culture |  | ​Urogenital flora | Not Available | 2 days | 7 days a week | 24 hrs | 1 culturette
358 | GENTP | Gentamicin Level, Peak | Green (Li Heparin)-Preferred, Red Top (No Additive), Gold Top (SST) | Chemistry TGH Laboratory |  | 80170 | ​Gentamicin Peak​ | LAB28 | ​Add on specimens accepted within 5 days | Immunoturbidimetric | ​Gentamicin is cleared by the kidneys and may cause nephrotoxicity and irreversible toxicity. Therapeutic drug monitoring is useful to optimize dose and avoid toxicity. A single specimen is often used to assess peak concentrations. | ​Random: 0 - 10 ug/mL Trough: 0 - 2 ug/mLPeak: 5 - 10 ug/mL | 1 hr. | 4 hrs | 7 days a week | 24 hrs | 0.5 mL (1 microtainer)
345 | SFKALA | FREE KAPPA/LAMBDA LIGHT CHAINS/RATIO, QUAN, SERUM | Red Top (No Additive) | TGH Chemistry Laboratory | SERUM | 83883 x2 | ​FREE KAPPA/LAMBDA,IMMUNOGLOBULINFREE LIGHT CHAINS | LAB2160 | ​ | Immunoturbidometric | ​Approximately 15% of all cases of multiple myeloma produce only free kappa or lamba light chains in excess. These patients frequently show no abnormality on serum protein electrophoresis. Quite often urine is tested for the presence of these light chains, which are also called Bence Jones Proteins. However, the FLCs entering the urine are strongly influenced by renal tubular function. When clonal proliferation of plasma cells starts to develope, the FLC concentration increases in serum. Since these small particles are rapidly cleared by the renal tubules, urine tests for FLCs remain negative until the tumor mass expands, and the FLCs in serum exceed the resorptive capacity of the renal tubules. Therefore, the measurement of FLCs in serum is an alternative to less sensitive urine testing. Changing concentrations of FLCs in serum relate better to changing tumor load than to concentrations in urine. | ​Free Kappa: 3.3-19.4 mg/L Free Lambda: 5.7-26.3 mg/L Free K/L Ratio: 0.26-1.65 | N/A | Same Day-Next Day | Monday - Friday | Mornings | 1.0 mL serum, minimum
204 | SKCHRO | CHROMOSOME ANALYSIS, TISSUE (NON TUMOR) | Sterile, Screw Top Container with Cytogenetics medium | Genzyme Genetics |  | 88233 88262 | ​​TISSUE CHROMOSOME, KARYOTYPE | LAB2598 | ​Orderable by Pathology Only​. Sent to reference laboratory. Floor/ client must fill out GENZYME form with the following information - Specimen draw date, Patient name, DOB, Ethnicity / Race, Weight, Complete patient history. | Culture, Microscopy, Karyotype | ​Chromosome analysis on tissue is useful and sometimes an essential diagnostic adjunct. | ​See Report | Not Available | 7-10 days | 5 days a week (M-F). Not performed on holidays | A.M. | See Special Instructions
107 | TBILI | BILIRUBIN, TOTAL | Green (Li Heparin)- Preferred, Red Top (No Additive), Gold Top (SST) | Chemistry TGH Laboratory | PLASMA/SERUM | 82247 | ​​TOTAL BILIRUBIN​ | LAB50 | ​Add on specimens accepted within 5 days | Jendrassik-grof procedure (azo-coupling reaction) | ​Patients with hepatobiliary disease or damage exhibit increased concentrations of Total Bilirubin. Many drugs can impair or damage liver function. | ​Adult:0.2 - 1.2 mg/dL 0 - 1 Days:<6 mg/dL 2 Days:<10 mg/dL 3-5 Days:<12 mg/dL | 1 hr. | 4 hrs | 7 days a week | 24 hrs | 0.5 mL (1 microtainer)
108 | TCBILI | BILIRUBIN, TOTAL AND DIRECT | Green (Li Heparin)-Preferred, Red Top (No Additive), Gold Top (SST) | Chemistry TGH Laboratory | PLASMA/ SERUM | 82247 | ​TOTAL AND DIRECT BILI​ RUBIN | LAB168 | ​Add on specimens accepted within 48 hours. | Jendrassik-grof procedure (azo-coupling reaction) | ​See individual Assays | ​See individual Assays | 1 hr. | 4 hrs | 7 days a week | 24 hrs. | 0.5 mL (1 microtainer)
357 | GENTR | GENTAMICIN LEVEL, RANDOM | Green (Li Heparin)-Preferred, Red Top (No Additive), Gold Top (SST) | Chemistry TGH Laboratory | Serum/ Plasma | 80170 | ​​GENTAMICIN RANDOM | LAB27 | ​Add on specimens accepted within 5 days | Immunoturbidimetric | ​Gentamicin is cleared by the kidneys and may cause nephrotoxicity and irreversible toxicity. Therapeutic drug monitoring is useful to optimize dose and avoid toxicity. A single specimen is often used to assess peak concentrations. | ​Random: 0 - 10 ug/mLTrough: 0 - 2 ug/mL Peak: 5 - 10 ug/mL | 2 hrs. | 4 hrs | 7 days a week | 24 hrs | 0.5 mL (1 microtainer)
359 | GENTT | Gentamicin level, Trough | Green (Li Heparin)-Preferred, Red Top (No Additive), Gold Top (SST) | Chemistry TGH Laboratory | Serum/ Plasma | 80170 | ​​Gentamicin Trough | LAB26 | ​Add on specimens accepted within 5 days | Immunoturbidimetric | ​Gentamicin is cleared by the kidneys and may cause nephrotoxicity and irreversible toxicity. Therapeutic drug monitoring is useful to optimize dose and avoid toxicity. A single specimen is often used to assess peak concentrations. | ​Random: 0 - 10 ug/mL Trough: 0 - 2 ug/mL Peak: 5 - 10 ug/mL | 1 hr. | 4 hrs | 7 days a week | 24 hrs | 0.5 mL (1 microtainer)
362 | GGT | GAMMAGLUTAMYL TRANSFERASE (GGT), SERUM | Green (Li Heparin)-Preferred, Red Top (No Additive), Gold Top (SST) | Chemistry TGH Laboratory | Serum/ Plasma | 82977 | ​​GGT | LAB85 | ​Add on specimens accepted within 5 days | Enzymatic rate | ​In liver disease, GGT is a sensitive indicator of biliary tract disease. | ​Males 12 - 64 U/L Females 9 – 36 U/L | 1 hr. | 4 hrs | 7 days a week | 24 hrs | 0.5 mL (1 microtainer)
365 | GIEMB | GIEMSA STAIN (TZANCK) SMEAR | Sterile, Screw Top Container or EDTA lavender | Hematology TGH Laboratory | Blood/ Fluid | 87205 | ​ GIEMSA STAIN​ | LAB2037 | ​Slides prepared at BEDSIDE. Must specify body site and what is being ruled out. Final report verified after pathology review. | Microscopic examination | ​Tzanck smear is used to establish the presence of herpes infection. | ​None | Not Available | Within 72 hrs. | 7 days a week (M - S) | 24 hrs | 1 mL (2 microtainers)
366 | GLIAAB | GLIADIN ANTIBODY (IGG, IGA), SERUM | Red Top (No Additive) | Quest Diagnostics | Serum | 83516 X 2 | GLIADIN AB PANEL​ | LAB725 | ​Sent to reference laboratory. 0.5 mL refrigerated serum. Gross hemolysis or gross lipemia is unacceptable. 35022 | Enzyme Immunoassay | Celiac disease is characterized by the presence of Gliadin Antibody. Such patients display a hypersensitivity to gluten (wheat) in their diet. The antibody in undetectable when patients with hypersensitivity are placed on gluten-free diets. Antibody IgA is more specific and IgG is more sensitive to Celiac Disease | ​<20 Units Antibody not detected ≥20 Units Antibody detected | Not Available | Report available: next day | Monday - Friday | A.M. | 0.5 mL serum, minimum required
369 | GLUC | Glucose, Serum | Gray Top (Sodium Fluoride) or Green Top (Li heparin) or Red top (No Additive) | Chemistry TGH Laboratory |  | 82943 | ​​Glucose | LAB82 | ​Add on specimens accepted within 5 days. (MUST BE SEPARATED FROM CELLS) | Oxygen Sensor | Diagnosis of diabetes mellitus and evaluation of carbohydrate metabolism. | ​0-29 Days: 50 - 80 mg/dL 29 Days - 2 Years: 60-100 mg/dL 2 Years - Adult: 70 - 110 mg/dL | 1 hr. | 4 hrs. | 7 days a week | 24 hrs | 0.5 mL (1 microtainer)
380 | GL24H | GLUCOSE, 24 HR URINE | Sterile, Leak proof, Screw Top Container | Chemistry TGH Laboratory |  | 82945 | ​​ 24 HR URINE GLUCOSE​ | LAB396 | ​Collect urine without preservative. Refrigerate during and after collection. Do not include first morning specimen; collect all subsequent voidings. The last sample collected should be the first morning specimen voided the following morning at the same time as the previous mornings first voiding. | Oxygen Sensor |  | ​3.0 - 25.0 mg/24 Hr | Not Available | 24 hrs | 7 days a week | 24 hrs | 24 hr urine
363 | GIPCR | GASTROINTESTINAL PATHOGENS BY PCR | Fresh stool or stool in Cary Blair Transport | Microbiology TGH Laboratory |  | 87507 | ​​GI PATHOGENS BY PCR | LAB1948 |  | Multiplex PCR | ​This PCR based multiplex panel is designed to detect 23 pathogens commonly associated with gastrointestinal infection and disease. The panel includes bacterial targets (Salmonella, Shigella, Campylobacter, Vibrio species, Yersinia, Plesiomonas, toxigenic E. coli [EAEC, EIEC, EPEC, ETEC, STEC), protozoal parasites (Cryptosporidium, Giardia, Entamoeba histolytica and Cyclospora cayetanensis) and viral pathogens (Adenovirus 40/41, Astrovirus, Norovirus, Rotavirus and Sapovirus. If C. difficile is suspected it is recommended to order the C. difficile GDH Anti-Toxin w/RFLX (CDTTXA). | ​Not detected for all of the pathogens in the panel |  | 24 hours | 7 days a week | Day shift
93 | GOT | Aspartate Aminotransferase (AST) | Green (Li Heparin)-Preferred, Red Top (No Additive), Gold Top (SST) | Chemistry TGH Laboratory |  | 84450 | ​​AST, GOT, SGOT | LAB131 | ​Add on specimens accepted within 5 days | Enzymatic rate | ​AST is an enzyme found in many organs including the liver. Although non-specific, AST is used to detect and monitor liver disease and other medical conditions. AST is often more sensitive to alcoholic liver disease than ALT. | ​5 - 34 U/L | 1 hr. | 4 hrs | 7 days a week | 24 hrs. | 0.5 mL
22 | GPT | ALANINE AMINOTRANSFERASE (ALT)(SGPT), SERUM | Green (Li Heparin)-Preferred, Red Top (No Additive), Gold Top (SST) | Chemistry TGH Laboratory |  | 84460 | ​ALT, GPT, SGPT | LAB132 | Add on specimens accepted within 5 days | Kinetic rate | ALT is an enzyme found in liver tissue and, to a lesser extent, in heart, kidney, and skeletal muscle. Its measurement is clinically useful in the diagnosis of liver disease including hepatitis and biliary disease. | 5 - 55 U/L | 1 hr. | 4 hrs | 7 days a week | 24 hrs. | 0.5 mL (1 microtainer)
372 | GTTP2 | Glucose Tolerance, 2-hours | Gray Top (Sodium Fluoride) preferred or Green Top (Lithium heparin) in hospital | Chemistry TGH Laboratory |  | 82951 | ​​2 HR Glucose Tolerance | LAB169 | ​This test should be done if the following conditions have been met: -in the morning after an overnight fast between 8 and 14 hours -after at least 3 days of unrestricted diet (150 g carbohydrate or more per day) -unlimited physical activity -If the fasting glucose is abnormal, (>126 mg/dL), the loading dose should not be given and the test should be terminated. Immediately after a fasting specimen is obtained and resulted, have patient ingest 75 g load of glucose (Glucola). The entire dose should be ingested in less than 5 minutes. Draw subsequent specimens at 30 minutes, 1 hour, and 2 hours following loading dose . Label each specimen with the specific draw time. For children, the glucose load is 1.75 grams/kg of ideal body weight up to a maximum of 75 grams. If all samples cannot be obtained, collect the baseline (fasting) sample and any combination of subsequent samples timed at the 30 minute, 1 hour or 2 hour mark, after the Glucola has been administered. | Oxygen Sensor | ​The Glucose tolerance test is used in patients with borderline fasting and postprandial glucose values to support or rule the diagnosis of diabetes mellitus. |  | Not Available | 5 hrs. | 7 days a week | 24 hrs | 0.5 mL (1 microtainer) per draw
384 | GRASO | Gram Stain Ortho | Sterile, Leak proof, Screw Top Container | Microbiology TGH Laboratory |  | 87205 | ​Gram Stain Smear Bone​ | LAB2082 | ​ORTHO PROTOCOL: Specimen must be collected in surgery. Five Bone chips are submitted for routine culture, AFB culture and smear, and Gram Stain. Histology specimen requires formalin. Anaerobic culture must be submitted in an anaerobe port-a-cult tube. | Microscopic Examination | ​The Gram stain is a rapid, preliminary test to identify bacterial infections and to guide initial antibacterial therapy. | ​No Organisms Seen | 1 hr. | 8 hrs. | 7 days a week | 24 hrs | 1 bone chip
368 | GLUCAG | Glucagon, Plasma | Lavender Top (EDTA) | Mayo Clinic Laboratories | Blood - Plasma | 82943 | ​Glucagon M/O​​ | LAB1005 | ​Sent to reference laboratory. Overnight fasting is required. Pre-chill tube at 4 degrees C before drawing the specimen. After drawing specimen, chill tube in wet ice for 10 minutes. Centrifuge in a refrigerated centrifuge or in chilled centrifuge cup. Immediately after centrifugation, remove plasma, place in a plastic transport vial and freeze 2 mL EDTA plasma. Transport frozen. | Extraction, Immunoassay | Diagnosis and follow-up of glucagonomas and other glucagon-producing tumors. Assessing diabetic patients with problomatic hyper- or hypoglycemic episodes (extremely limited utility). Glucagon is routinely measured along with serum glucose, insulin, and C-peptide levels, during the mixed-meal test employed in the diagnostic workup of suspected postprandial hypoglycemia. However, it plays only a minor role in the interpretation of this test. | ​<=6 hours: 100-650 pg/mL 1-2 days: 70-450 pg/mL 2-4 days: 100-650 pg/mL 4-14 days: decalining gradually to adult levels >14days <=80pg/mL (range based on 95% confidence limits) | Not Available | 2-6 days | Tuesday, Thursday |  | 0.45 mL of plasma (6 microtainers)
382 | GONC | CULTURE, GONORRHEA | Martin-Lewis Agar Plate with BioBag CO2 | Microbiology TGH Laboratory |  | 87081 | ​GONOCOCCAL CULTURE​ | LAB235 | ​Contact Microbiology lab for special media at ext 65720. Transport at room temperature to lab within one hour of collection. DO NOT transport in pneumatic tube system. | Conventional Culture | ​Used to establish the diagnosis of gonorrhea. | ​Negative for N. gonorrhoeae | Not Available | 2 days | 7 days a week | Innoculated at bedside | 1 plate
383 | GRAS | Gram Stain Smear | Sterile, Leak proof, Screw Top Container or Culturette | Microbiology TGH Laboratory |  | 87205 |  | LAB250 | ​Gram stain examinations shall be performed on CSF and other specimens when ordered by the attending physician. In all cases where it is logical to perform a Gram stain (sputum, wound, CSF), and one is not ordered, the technologist will contact the nurse or physician to verify orders. Gram Stains cannot be performed on catheter tips. | Microscopic Examination | ​The Gram stain is a rapid, preliminary test to identify bacterial infections and to guide initial antibacterial therapy. | ​No Organisms Seen | 1 hr. | 8 hrs. | 7 days a week | 24 hrs | 1 swab or 1 mL
373 | GTTP3 | Glucose Tolerance, 3-hour | Gray Top (Sodium Fluoride) preferred or Green Top (Lithium heparin) in hospital | Chemistry TGH Laboratory |  | 82951 | ​ 3 HR GLUCOSE TOL. ORDER AS PACKAGE GTT3HR​ | LAB164 | ​This test should be done in the morning after an overnight fast between 8 and 14 hours and after at least 3 days of unrestricted diet (150 g carbohydrate or more per day) and unlimited physical activity. If the fasting glucose is abnormal (>126 mg/dL), the loading dose should not be given and the test terminated. Immediately after a fasting specimen is obtained, and resulted have the patient ingest 75g load of glucose (Glucola). The entire dose should be ingested in less than 5 minutes. Draw subsequent specimens at 30 minutes, 1 hour, 2 hour and 3 hour following loading dose. Label each specimen with the specific draw time. | Oxygen Sensor | ​The Glucose tolerance test is used in patients with borderline fasting and postprandial glucose values to support or rule out the diagnosis of diabetes mellitus. |  | Not Available | 5 hrs. | 7 days a week | 24 hrs | 0.5 mL (1 microtainer) per draw
114 | HACC | Culture, Blood Hacek Group | One set of BacT/Alert bottles; one Aerobic (green) and one Anaerobic (orange) | Microbiology TGH Laboratory |  | 87040 | Hacek​​ Blood Culture | LAB2063 | ​Blood culture to rule out HACEK organisms which cause endocarditis. Test usually ordered by Infectious Disease physician. IF BLOOD CULTURES ARE ALREADY COLLECTED, CALL MICROBIOLOGY TO ADD ON TEST. Ext 65724 | Conventional Culture |  | ​No Growth | Collection only | 49 days | 7 days a week | Inoculated at time of collection | 10.0 mL blood per bottle minimum (20.0 mL blood per set). **note: less than 10.0 mL blood per bottle (20.0 mL blood per set) may reduce detection of sepsis or bacteremia in adults
69 | HANDST | Androstenedione, Serum | Red Top (No Additive) preferred, Lavernder Top (EDTA), Green Top (lithium heparin or sodium heparin) | Quest Diagnostics |  | 82157 | ​Androstenedione​ | LAB518 | ​Sent to reference laboratory. 0.3 mL refrigerated serum. SST tubes are unacceptable. An early morning specimen is preferred. 17182 | Liquid Chromatography Tandem Mass Spectrometry | ​Androstenedione may be useful in evaluating patients with androgen excess and managing patients with congenital adrenal hyperplasia (CAH). | ​Adult Male Reference Ranges, Serum: Adult Female Reference Ranges, Serum 18-30 years: 50-220 ng/dL Follicular: 35-250 ng/dL 31-50 years: 40-190 ng/dL Mid-cycle: 60-285 ng/dL 51-60 years: 50-220 ng/dL Luteal: 30-235 ng/dL Postmenopausal: 20-75 ng/dL Pediatric Reference Ranges, Serum 1-12 months: 6-78 ng/dL 1-4 years: 5-51 ng/dL 5-9 years: 6-115 ng/dL 10-13 years: 12-221 ng/dL 14-17 years: 22-225 ng/Dl | Not Available | 7 - 10 days | Monday - Friday, Sunday | Nights | 1 mL
374 | GTTP5 | GLUCOSE TOLERANCE, 5 HOURS | Gray Top (Sodium Fluoride) preferred or Green Top (Lithium heparin) in hospital | Chemistry TGH Laboratory |  | 82951 | ​ 5 HR GLUCOSE TOL. (ORDER AS PACKAGE GTT5HR)​ | LAB167 |  | Oxygen Sensor | The Glucose tolerance test is used in patients with borderline fasting and postprandial glucose values to support or rule out the diagnosis of diabetes mellitus. |  | Not Available | 5 hrs. | 7 days a week | 24 hrs | 0.5 mL (1 microtainer) per draw
405 | HAVIGG | HEPATITIS A VIRUS (HAV) ANTIBODY, IGG, SERUM/PLASMA | Red Top (No Additive) only | Immunology TGH Laboratory |  | 86790 | ​ HEPATITIS A IgG AB​ | LAB9540 | ​Add on specimens accepted within 24 hours. | Chemiluminescence | ​HAV is a self-limiting disease transmitted by the fecal-oral route. This test is useful to assess immunity. | ​Non-Reactive | Not Available | Within 24 hrs. | 7 days a week | A.M. | 1mL (2 microtainers)
386 | HAP | Haptoglobin, Serum | Green (Li Heparin)-Preferred, Red Top (No Additive), Gold Top (SST) | Chemistry TGH Laboratory |  | 83010 | ​Haptoglobin​ | LAB89 | ​Add on specimens accepted within 5 days | Immunoturbidimetric | ​Haptoglobin binds free hemoglobin and acts as an indicator of erythrocyte destruction or hemolysis. With binding of hemoglobin, the haptoglobin complex is destroyed and concentrations are low. Haptoglobin is an acute phase reactant and elevated concentrations are observed with inflammatory diseases. | ​Male 14 – 258 mg/dL Females 35 – 258 mg/dL | 1 hr. | 4 hrs. | 7 days a week | 24 hrs | 0.5 mL (1 microtainer)
871 | HAV | HEPATITIS A VIRUS (HAV) ANTIBODY, TOTAL, SERUM/PLASMA | Red top preferred; Purple Top (EDTA) | Quest Diagnostics | Blood, serum or plasma | 86708 | HB HEPATITIS A ANTIBODY, TOTAL | LAB797 | ​Sent to reference lab. Transport refrigerated. | Immunoassay (IA) | HAV antibody indicates prior or acute infection with, or immunization to, Hepatitis A virus.​ | ​Non-Reactive | Not available. | 3 days | Monday - Friday | AM | 0.5 mL serum; 1 mL serum preferred
404 | HAVIGM | HEPATITIS A VIRUS ANTIBODY, IGM, SERUM/PLASMA | Red Top (No Additive), Green Top (Lithium Heparin) | Immunology TGH Laboratory |  | 86709 | HEPATITIS A IGM AB​ | LAB798 | ​Add on specimen accepted within 7 days | Chemiluminescence | ​HAV is a self-limiting disease transmitted by the fecal-oral route. A positive or rising level of HAV IgM result is consistent with acute HAV infection. | ​Non-Reactive | Not Available | Within 24 hrs. | 7 days a week | A.M. | 1mL (2 microtainers)
408 | HBCTAB | HEPATITIS B VIRUS (HBV) CORE ANTIBODY, TOTAL, SERUM/PLASMA | Red Top (No Additive), Green Top (Lithium Heparin) | Immunology TGH Laboratory |  | 86704 | ​ HEPATITIS B CORE TOTAL​ (HBcAB) | LAB1242 | ​ | Chemiluminescence | ​Core, Total Antibody, with only rare exceptions, persists for life after HBV infection. HBV vaccination leads to development of HBsAb but not to HBcAb. | ​Non-Reactive | Not Available | Within 24 hrs. | 7 days a week | A.M. | 1mL (2 microtainers)
407 | HBCIGM | HEPATITIS B VIRUS (HBV) CORE ANTIBODY (IGM), SERUM/PLASMA | Red Top (No Additive), Green Top (Lithium Heparin) | Immunology TGH Laboratory |  | 86705 | HEPATITIS B CORE IGM​ (HBcIGM) | LAB549 | ​Add on specimens accepted within 7 days. | Chemiluminescence | ​Hepatitis B Virus is a bloodborne pathogen that can lead to chronic hepatitis and liver failure. Core, Antibody IgM may become positive at the onset of symptoms and persist up to one year; with chronic hepatitis it may persist indefinitely. Core, Antibody IgM may be used with HBsAg to diagnose HBV infection. | ​Non-Reactive | Not Available | Within 24 hrs. | 7 days a week | A.M. | 1mL (2 microtainers)
472 | TIBC | IRON BINDING CAPACITY, SERUM (TIBC) | Green (Li Heparin)- Preferred, Red Top (No Additive), Gold Top (SST) | Chemistry TGH Laboratory | PLASMA/ SERUM | 83550 | ​​TIBC​; % Saturation | LAB829 | ​Add on specimens accepted within 48 hours |  | ​Iron is required for hematopoiesis and other cellular functions. Deficiencies may be due to inadequate intake, poor absorption, or excessive loss. An important consequence of iron deficiency is microcytic anemia. Iron overload, hemosiderosis, or if there is organ impairment, hemochromatosis, can lead to a wide variety of organ damage. Iron is often evaluated with complementary laboratory tests such as iron binding capacity (IBC). | ​245 - 400 mcg/ dL | Not Available | 4 hrs | 7 days a week | 24 hrs | 1mL (2 microtainers)
389 | HCGTM | HCG Tumor Marker | SST, Lavendar (EDTA), pink (K2EDTA) or green (sodium or lithium heparin) | ARUP Laboratories | Blood - Serum | 84704 | ​Human Chorionic Gonadotropin (HCG), Tumor Marker, Beta-HCG, Quantitative (Tumor Marker); Beta-HCG levels, Beta -HCG serum concentration; Beta-HCG, serum, human chorionic gonadotropin, serum | LAB752 | ​Sent to reference lab. Allow specimen to clot completely at room temperature. Seperate serum from cells ASAP =or within hours of collection. Transfer 1 mL serum or plasma to an ARUP Standard Transport Tube. Ship refrigerated. | Quantitative Electrochemiluminescent Immunoassay | ​Human Chorionic Gonadotropin (hCG) is a valuable aid in the management of patients with trophoblastic tumors, nonseminomatous testicular tumors, and seminomas when used in conjunction with information available from the clinical evaluation and other diagnotic procedures. Increased hCG concentrations have also been observed in melanoma, carcinomas of the breat, gastrointestinal tract, lung, and ovaries, and in benign conditions, including cirrhosis, duodenal ulcer, and inflammatory bowel disease. This result cannot be interpretable as a tumor marker in pregant females. ​ | ​Male:0-3 IU/L Female: 0-5 IU/L | Not available | Within 24 hours | Sunday - Saturday |  | 0.4 mL; 1 mL serum or plasma preferred
406 | HBSAB | HEPATITIS B VIRUS (HBV) SURFACE ANTIBODY, QUAL, SERUM/PLASMA | Red Top (No Additive), Green Top (Lithium Heparin) | Immunology TGH Laboratory |  | 86706 | ​HEPATITIS B SURFACE AB | LAB472 | ​Add on specimens accepted within 7 days | Chemiluminescence | ​The prodromal symptoms of acute HBV infection are systemic and variable. Symptoms often diminish with onset of clinical jaundice and disappear with onset of recovery.HBsAb is responsible for immunity. It develops following immunization and resolution of infection. | ​Positive results imply immunity. | Not Available | Within 24 hrs. | 7 days a week | A.M. | 1 mL (2 microtainers)
411 | HBSAQ | HEPATITIS B VIRUS (HBV) SURFACE ANTIBODY, QUANT, SERUM/PLASMA | Red Top (No Additive) , Green Top ( Lithium Heparin) | Immunology TGH Laboratory |  | 86706 | ​QUANTHEP B SURF​AB | LAB2557 | ​Add on specimens accepted within 7 days. | Chemiluminescence | ​This specialized test is used to assess Hepatitis B Immunoglobulin in pre and post infusion specimens. | ​Following liver transplantation in Hepatitis B surface antigen positive patients, HBV reinfection may be reduced and long-term survival improved by passive immunoprophylaxis with anti-HBs immunoglobulin | Not Available | Within 24 hrs. | 7 days a week | A.M. | 1mL (2 microtainers)
414 | HBVQNT | HEPATITIS B VIRUS (HBV), DNA, QUAN (NON GRAPH), SERUM/PLASMA | Lavender Top (EDTA) preferred Red Top (No Additive, no gel, no SST), White Top (PPT potassium EDTA), acceptable. | TGH Esoteric Department |  | 87517 | HEPATITIS B DNA QNT | LAB2143 | ​Sent to reference laboratory. Within 1 day, sample must be spun (centrifuge at 800 – 1600 x g for 20 minutes at room temperature; may need to use refrigerated centrifuge) and plasma/serum separated from whole blood. Transport frozen plasma or serum. | Real-Time Polymerase Chain Reaction | ​Chronic carriers will persist in producing detectable HBV. Patients with chronic liver disease of unknown origin most commonly have HBV that is detected by Viral DNA testing. Quantitative measurement of HBV Viral DNA may be used to monitor progression of disease. | ​Less than 20 IU/mL Less than 116 copies/mL | Not Available | Report available: next day | Monday - Friday | A.M. | 1.25 mL (x2) plasma (or serum), minimum (recommend collecting 2 tubes to avoid QNS)
412 | HBSATG | HEPATITIS B VIRUS (HBV) SURFACE ANTIGEN, SERUM/PLASMA | Red Top (No Additive), Green Top (Lithium Heparin) | Immunology TGH Laboratory |  | 87340 | HEPATITIS B SURF AG (HBsAG) | LAB471 | ​Add on specimens accepted within 48 hours. | Chemiluminescence | ​The prodromal symptoms of acute HBV infection are systemic and variable. Symptoms often diminish with onset of clinical jaundice and disappear with onset of recovery. In the early stage of an acute infection, HBsAg is detected. Levels persist in chronic hepatitis B infection. A neutralization test is performed to confirm non-negative results. | ​Non-reactive | Not Available | Within 24 hrs | 7 days a week | A.M. | 2 mL (4 microtainers)
389 | HCGTM | HUMAN CHORIONIC GONADOTROPIN (HCG), TUMOR MARKER | SST, Lavendar (EDTA), pink (K2EDTA) or green (sodium or lithium heparin) | ARUP Laboratories | Blood - Serum | 84704 | ​​Human Chorionic Gonadotropin (HCG), Tumor Marker, Beta-HCG, Quantitative (Tumor Marker); Beta-HCG levels, Beta -HCG serum concentration; Beta-HCG, serum, human chorionic gonadotropin, serum | LAB752 | ​Sent to reference lab. Allow specimen to clot completely at room temperature. Seperate serum from cells ASAP =or within hours of collection. Transfer 1 mL serum or plasma to an ARUP Standard Transport Tube. Ship refrigerated. | Quantitative Electrochemiluminescent Immunoassay | ​Human Chorionic Gonadotropin (hCG) is a valuable aid in the management of patients with trophoblastic tumors, nonseminomatous testicular tumors, and seminomas when used in conjunction with information available from the clinical evaluation and other diagnotic procedures. Increased hCG concentrations have also been observed in melanoma, carcinomas of the breat, gastrointestinal tract, lung, and ovaries, and in benign conditions, including cirrhosis, duodenal ulcer, and inflammatory bowel disease. This result cannot be interpretable as a tumor marker in pregant females. ​ | ​Male:0-3 IU/L Female: 0-5 IU/L | Not available | Within 24 hours | Sunday - Saturday |  | 0.4 mL; 1 mL serum or plasma preferred
413 | HBSAGC | HEPATITIS B VIRUS (HBV) SURFACE ANTIGEN CONFIRM, BLOOD | Red Top (No Additive), Green Top (Lithium Heparin) | Immunology TGH Laboratory |  | 87341 |  | LAB2838 |  | Chemiluminescence | ​This test is ordered automatically on all positive Hepatitis B Surface Antigens. |  | Not Available | Within 24 hrs. | 7 days a week | A.M. | 1mL (2 microtainers)
406 | HBSAB | HEPATITIS B VIRUS (HBV) SURFACE ANTIBODY, QUAL, SERUM/PLASMA | Red Top (No Additive), Green Top (Lithium Heparin) | Immunology TGH Laboratory |  | 86706 | ​HEPATITIS B SURFACE AB | LAB472 | ​Add on specimens accepted within 7 days | Chemiluminescence | ​The prodromal symptoms of acute HBV infection are systemic and variable. Symptoms often diminish with onset of clinical jaundice and disappear with onset of recovery.HBsAb is responsible for immunity. It develops following immunization and resolution of infection. | ​Positive results imply immunity. | Not Available | Within 24 hrs. | 7 days a week | A.M. | 1 mL (2 microtainers)
411 | HBSAQ | HEPATITIS B VIRUS (HBV) SURFACE ANTIBODY, QUANT, SERUM/PLASMA | Red Top (No Additive) , Green Top ( Lithium Heparin) | Immunology TGH Laboratory |  | 86706 | ​QUANTHEP B SURF​AB | LAB2557 | ​Add on specimens accepted within 7 days. | Chemiluminescence | ​This specialized test is used to assess Hepatitis B Immunoglobulin in pre and post infusion specimens. | ​Following liver transplantation in Hepatitis B surface antigen positive patients, HBV reinfection may be reduced and long-term survival improved by passive immunoprophylaxis with anti-HBs immunoglobulin | Not Available | Within 24 hrs. | 7 days a week | A.M. | 1mL (2 microtainers)
414 | HBVQNT | HEPATITIS B VIRUS (HBV), DNA, QUAN (NON GRAPH), SERUM/PLASMA | Lavender Top (EDTA) preferred Red Top (No Additive, no gel, no SST), White Top (PPT potassium EDTA), acceptable. | TGH Esoteric Department |  | 87517 | HEPATITIS B DNA QNT | LAB2143 | ​Sent to reference laboratory. Within 1 day, sample must be spun (centrifuge at 800 – 1600 x g for 20 minutes at room temperature; may need to use refrigerated centrifuge) and plasma/serum separated from whole blood. Transport frozen plasma or serum. | Real-Time Polymerase Chain Reaction | ​Chronic carriers will persist in producing detectable HBV. Patients with chronic liver disease of unknown origin most commonly have HBV that is detected by Viral DNA testing. Quantitative measurement of HBV Viral DNA may be used to monitor progression of disease. | ​Less than 20 IU/mL Less than 116 copies/mL | Not Available | Report available: next day | Monday - Friday | A.M. | 1.25 mL (x2) plasma (or serum), minimum (recommend collecting 2 tubes to avoid QNS)
412 | HBSATG | HEPATITIS B VIRUS (HBV) SURFACE ANTIGEN, SERUM/PLASMA | Red Top (No Additive), Green Top (Lithium Heparin) | Immunology TGH Laboratory |  | 87340 | HEPATITIS B SURF AG (HBsAG) | LAB471 | ​Add on specimens accepted within 48 hours. | Chemiluminescence | ​The prodromal symptoms of acute HBV infection are systemic and variable. Symptoms often diminish with onset of clinical jaundice and disappear with onset of recovery. In the early stage of an acute infection, HBsAg is detected. Levels persist in chronic hepatitis B infection. A neutralization test is performed to confirm non-negative results. | ​Non-reactive | Not Available | Within 24 hrs | 7 days a week | A.M. | 2 mL (4 microtainers)
389 | HCGTM | HUMAN CHORIONIC GONADOTROPIN (HCG), TUMOR MARKER | SST, Lavendar (EDTA), pink (K2EDTA) or green (sodium or lithium heparin) | ARUP Laboratories | Blood - Serum | 84704 | ​​Human Chorionic Gonadotropin (HCG), Tumor Marker, Beta-HCG, Quantitative (Tumor Marker); Beta-HCG levels, Beta -HCG serum concentration; Beta-HCG, serum, human chorionic gonadotropin, serum | LAB752 | ​Sent to reference lab. Allow specimen to clot completely at room temperature. Seperate serum from cells ASAP =or within hours of collection. Transfer 1 mL serum or plasma to an ARUP Standard Transport Tube. Ship refrigerated. | Quantitative Electrochemiluminescent Immunoassay | ​Human Chorionic Gonadotropin (hCG) is a valuable aid in the management of patients with trophoblastic tumors, nonseminomatous testicular tumors, and seminomas when used in conjunction with information available from the clinical evaluation and other diagnotic procedures. Increased hCG concentrations have also been observed in melanoma, carcinomas of the breat, gastrointestinal tract, lung, and ovaries, and in benign conditions, including cirrhosis, duodenal ulcer, and inflammatory bowel disease. This result cannot be interpretable as a tumor marker in pregant females. ​ | ​Male:0-3 IU/L Female: 0-5 IU/L | Not available | Within 24 hours | Sunday - Saturday |  | 0.4 mL; 1 mL serum or plasma preferred
413 | HBSAGC | HEPATITIS B VIRUS (HBV) SURFACE ANTIGEN CONFIRM, BLOOD | Red Top (No Additive), Green Top (Lithium Heparin) | Immunology TGH Laboratory |  | 87341 |  | LAB2838 |  | Chemiluminescence | ​This test is ordered automatically on all positive Hepatitis B Surface Antigens. |  | Not Available | Within 24 hrs. | 7 days a week | A.M. | 1mL (2 microtainers)
216 | TOTC | COMPLEMENT TOTAL (CH50), SERUM | Red Top (No Additive, no gel) | Quest Diagnostics | SERUM | 86162 | ​TOTAL COMPLEMENT​CH50 | LAB154 | ​Avoid hemolysis. Centrifuge serum within 1 hour of collection. Immediately pipette serum into sterile, plastic screw- capped vials(s) and freeze solid -20˚C or lower. Do not allow samples to thaw. With multiple tests, submit a separate tube for each test. Send frozen samples on dry ice to the laboratory. Must transport frozen. 618 | Colorimetric | ​Total Complement (CH50) concentration is an overall measure of the complement system. Decreasedconcentrations are observed in patients with complement factor deficiencies and disease activity, e.g., systemiclupus erythematosus (SLE) and immune complex disease. Because some complement components are unstable during processing, shipment or storage, it is prudent to confirm an unexpectedly low value of CH50 by repeating the test on a new sample. | ​Complement, Total (CH50) U/mL 31-60 UmL | Not Available | Next day | Monday - Saturday | Morning | 0.2 mL serum minimum, 1.0 mL serum preferred
216 | TOTC | COMPLEMENT TOTAL (CH50), SERUM | Red Top (No Additive, no gel) | Quest Diagnostics | SERUM | 86162 | ​TOTAL COMPLEMENT​CH50 | LAB154 | ​Avoid hemolysis. Centrifuge serum within 1 hour of collection. Immediately pipette serum into sterile, plastic screw- capped vials(s) and freeze solid -20˚C or lower. Do not allow samples to thaw. With multiple tests, submit a separate tube for each test. Send frozen samples on dry ice to the laboratory. Must transport frozen. 618 | Colorimetric | ​Total Complement (CH50) concentration is an overall measure of the complement system. Decreasedconcentrations are observed in patients with complement factor deficiencies and disease activity, e.g., systemiclupus erythematosus (SLE) and immune complex disease. Because some complement components are unstable during processing, shipment or storage, it is prudent to confirm an unexpectedly low value of CH50 by repeating the test on a new sample. | ​Complement, Total (CH50) U/mL 31-60 UmL | Not Available | Next day | Monday - Saturday | Morning | 0.2 mL serum minimum, 1.0 mL serum preferred
448 | HCS24H | 17 Hydroxycorticosteroids with Creatinine, 24-HR Urine | 24 hr Urine Container | Quest Diagnostics |  | 83491 | 17Hydroxycorticosteroids, urine | LAB351 | ​Sent to reference laboratory. 10 mL refrigerated urine. Collect with 6N HCl during collection to maintain pH below 7.5. Collect urine with preservative, or keep urine refrigerated during collection, if preservative is not used. Ship frozen if preservative is not used. | Colorimetric with Porter-Silber Reaction |  | ​17-Hydroxycorticosteroids, 24-Hour Urine Not established Infant through 1 Year 0.5- 2.5 mg/24 hours 1- 2 years 1.0- 4.0 mg/24 hours 3- 4 years 1.0- 4.8 mg/24 hours 5- 6 years 1.0- 5.6 mg/24 hours 7- 8 years 1.0- 7.0 mg/24 hours 9-10 years 1.5- 8.0 mg/24 hours 11-12 years 2.8- 6.8 mg/24 hours 13-16 year female 2.0- 6.0 mg/24 hours 13-16 year male 2.0- 7.0 mg/24 hours 17-20 year female 3.0-10.0 mg/24 hours 17-20 year male 2.0- 6.0 mg/24 hours Adult female 3.0-10.0 mg/24 hours Adult male Creatinine, 24-Hour Urine Age Years g/24 hours < 3 not established 3- 8 0.11-0.68 9-12 0.17-1.41 13-17 0.29-1.87 Adults 0.63-2.50 | Not Available | 4 - 7 days | Monday - Friday | A.M. | 24 hr urine
388 | HCQNT | PREGNANCY TEST, QUANTITATIVE, SERUM (BETA HCG) | Green (Li Heparin)-Preferred, Red Top (No Additive), Gold Top (SST) | Chemistry TGH Laboratory | Serum/ plasma | 84702 | HCG QUANTITATIVE; HUMAN CHORIONIC GONADOTROPIN (HCG) QUANT. | LAB143 | ​Add on specimens accepted within 5 days | Immunochemiluminometric Assay | ​This test is appropriate to detect and monitor pregnancy. An inappropriate increase in the first trimester may suggest the possibility of an ectopic or unhealthy pregnancy. | ​Male <5.0 mIU/mL Non-pregnant Females: <5.0 mIU/mL 1 – 10 Weeks: 200 - >225,000 mIU/mL 11 - 25 Weeks: 22,500 - >225,000 mIU/mL 16 - 22 Weeks: 9,000 – 50,000 mIU/mL 23 - 40 Weeks: 1600 – 49,400 mIU/mL | 2 hrs. | 4 hrs | 7 days a week | 24 hrs | 1mL (2 microtainers)
395 | HCT | Hematocrit, Blood | K2 EDTA, lavender top tube. | Hematology TGH Laboratory | Whole Blood | 85014 | ​​N/A | LAB289 | ​Reasons for specimen rejection include: gross hemolysis, clotted, quantity not sufficient, specimen found to be contaminated with IV fluid. | Sysmex XN analyzers use electrical impedance and flow cytometry methodology. | ​Used for determining anemia blood loss and polycythemia | ​Age/sex dependent see report. * Hematocrit greater than 70% in babies less than 2 days old. * Hematocrit less than 40% in babies less than 2 days old * Hematocrit less than 20% and NICU patient | 1 hour | 4 hours | 7 days a week | 24 hours a day | • Standard collection tube 1.5mL • BD Map microtainer collection tube 0.5mL
515 | HDL | Lipid Panel No Ratios, Serum/ Plasma | Green (Li Heparin)-Preferred, Red Top (No Additive), Gold Top (SST) | Chemistry TGH Laboratory |  | 80061 | Lipid Profile (HDL Profile)​ | LAB18 | ​The patient should fast 9-12 hours prior to collection. Add on specimens accepted within 5 days | See Individual Assays | ​Includes Triglycerides, Cholesterol, HDL, LDL, VLDL | ​<40 mg/dL major risk for heart disease >60 mg/dL negative risk for heart disease | 1 hr. | 4 hrs | 7 days a week | 24 hrs | 1mL (2 microtainers)
418 | HCVGEN | HEPATITIS C VIRUS (HCV) GENOTYPE, NONREFLEX, SERUM/PLASMA | Lavender Top (K2 EDTA) preferred, Red Top (No Additive, no gel), Yellow Top (ACD-B), acceptable | Quest Diagnostics |  | 87902 | HCV GENOTYPING​ | LAB915 | ​Sent to Reference laboratory. 2.0 mL frozen plasma (or serum). Transport FROZEN | RT-PCR, Line Probe Assay | ​Hepatitis C genotype is a predictor of response to interferon alfa-2b (non-typed are better responders) and to combination therapy with interferon and ribavirin. | ​Accompanies Report | Not Available | 4- 7 days | Monday - Friday | A.M. | 2.0 mL plasma or serum
419 | HCVRQT | HEPATITIS C VIRUS (HCV) RNA, QUAN (NONGRAPH), SERUM/PLASMA | Lavender Top (K2 EDTA) | Esoteric TGH Laboratory | Plasma | 87522 | ​HEPATITIS C VIRAL LOAD; HEPATITIS C (HCV) QUANT | LAB887 | ​Sample must be spun and 1.0 mL plasma frozen within 6 hours of collection. Specimens frozen between 6-12 hours post-collection should have comment added with how many hours post collection specimen was frozen. Any specimen not frozen within 12 hours will need to be recollected. | Real Time PCR | ​Quantitative RNA by Real-Time PCR is useful in confirming HCV infection assessing prognosis (prior to the initiation of therapy), prescribing individualized therapy, predicting response to therapy, and monitoring response to therapy. |  | Not Available | 4 - 7 days | 1day a week | P.M. | 3 mL EDTA blood
394 | HELT | Helicobacter Pylori Antigen, Stool | Sterile, Leak proof, Screw Top Container | Microbiology TGH Laboratory | Stool | 87338 | ​H. pylori Antigen | LAB2083 | ​The specimen should be transported in an airtight container and stored at 2-8 degrees C until tested. If testing cannot be performed within 24 hrs, specimens should be stored frozen (less than or equal to -20 degrees C) until tested. Stool in transport media, on swabs, or mixed with preservatives is not appropriate for testing. Submitting less than 100ul of stool may cause a false negative test. | Rapid lateral flow immunoassay | ​Helicobacter pylori is now recognized as one of the most common and medically important pathogens worldwide.It has been firmly established as an etiologic agent in chronic gastritis, peptic ulcer disease, mucosa-associated lymphoid tissue lymphoma and gastric adenocarcinoma. | ​H. pylori antigens are absent or below the level of detection (negative). | 1 hr. | 8 hrs | 7 days a week | 24 hrs | 2 mL or 2 grams feces
409 | HEPEAB | Hepatitis BE Antibody, Serum | Red Top (NO gel), or SST Tube | Quest Diagnostics |  | 86707 | ​HBeAb | LAB796 | ​1.0 mL refrigerated serum/plasma. 556 | Immunoassay | ​HBeAb appears in the early convalescence of HBV infection. With carrier state and chronic hepatitis, HBeAb may not develop. | ​Non-Reactive | Not Available | Next day | Monday - Friday | A.M. | 0.5 mL serum minimum, 1.0 ml preferred
443 | HCYST | Homocysteine | Green (Li Heparin)-Preferred, Red Top (no additive), Gold Top (SST), Lavender Top (K2 EDTA). Collected on ice | Chemistry TGH Laboratory | Blood | 83090 | ​​​ | LAB93 | ​ALL SPECIMENS MUST BE COLLECTED ON ICE. Transport specimens either frozen or in a bag of ice. Refrigerated and room temperature specimens are not acceptable.Add-ons are not acceptable. | Chemiluminescence | ​An elevated concentration of Homocysteine is an independent risk factor for cardiovascular disease. | ​5.1 – 15.4 umol/ L | 2 hours | 4 hours | 7 days a week | 24 hrs | 1.5 mL
410 | HEPEAG | Hepatitis B e Antigen, Serum | Red Top Tube (NO plasma) | Quest Diagnostics | SERUM | 87350 | ​​HBeAg | LAB908 | ​Sent to reference laboratory. 1.0 mL refrigerated serum. 555 | Immunoassay | ​HBeAg indicates active HBV replication. Infectivity is evaluated based on HBeAg and HBsAg. When HBeAg persists much longer than 10 weeks, the patient is likely to develop chronic hepatitis and be a carrier. | ​Non-Reactive | Not Available | 3 - 5 days | Monday - Friday | A.M. | 1.0 mL serum preferred. 0.5 mL serum minimum
416 | HCVB | HEPATITIS C VIRUS (HCV) ANTIBODY, SERUM/PLASMA | Red Top (No Additive) preferred, Green Top (Lithium Heparin), Lavender | Immunology TGH Laboratory |  | 86803 | ​HEP C ANTIBODY; HCVab | LAB868 | ​Add on specimens accepted within 7 days. | Chemiluminescence | ​The presence of HCV Antibody indicates exposure to HCV. HCV Antibody may not be detectable in some patients for up to 6 months after infection. A positive result suggests infection; it does not imply immunity. Confirmation with HCV viral load may be appropriate. | ​Non-Reactive | Not Available | Within 24 hrs. | 7 days a week | A.M. | 1 mL (2 microtainers)
421 | HEPEBS | HEPATITIS E VIRUS (HEV) ANTIBODIES (IGG,IGM), SERUM | Red Top (No Gel) | Quest Diagnostics Infectious Disease, Inc |  | 86790 x2 | HEP.E.VIRUS.ANTIBODI​ (HEV) | LAB6159 | ​Sent to reference laboratory. 1 mL serum preferred. Transport at Room Temperature. Stable for 7 days. | ELISA | ​Hepatitis E virus (HEV) is the major etiologic agent of enterically transmitted non-A, non-B hepatitis worldwide and has a high case-fatality rate in pregnant women. Both IgM and IgG antibody to HEV (anti-HEV) are produced following infection. The titer of IgM anti-HEV declines rapidly during early convalescence; IgG anti-HEV persists and appears to provide at least short-term protection against disease. | ​Not detected. | Not Available | 2 - 5 days | Tuesday, Friday | A.M. | 0.2 mL (2 microtainers)
73 | HEPLMW | HEPARIN ANTI XA (LMWH), PLASMA | Light Blue Top (3.2% sodium citrate) | Hematology TGH Laboratory |  | CPT 85520 | ​LMWH ANTI-XA; ANTI-XA LOW MOLECULAR WEIGHT HEPARIN | LAB7505 | ​Plasma stored in an unopened sodium citrate collection tube at room temperature, (20-25°C) must be centrifuged within 1 hour of collection and tested within 4 hours of collection or plasma separated and frozen. Frozen plasma can be stored for 2 weeks at -20° C or -70° C for 12 months. Please note: Whenever possible frozen specimens should be submitted from offsite locations. Whole blood specimens from offsite locations must be transported and ordered as STAT.If specimen cannot be analyzed within an acceptable time frame testing will be cancelled. To centrifuge and freeze plasma: * Verify the specimen is not clotted using applicator sticks * Verify the specimen tube is properly filled * Centrifuge specimen at 5000 RPM for 10 minutes as soon as possible after collection (up to 4 hours). * Label a polypropylene test tube with label that includes a minimum of two unique patient identifiers (such as name and date of birth). * Using a disposable transfer pipette, transfer the plasma (leave about 0.5ml do not disturb the buffy coat) to a labeled test tube. * If available perform platelet count on the plasma to verify platelet count is <10 K/uL * If platelet count is 10K/uL repeat centrifugation process * If multiple specimens collection tubes, do not pool plasma from collection tubes together. * Freeze plasma and transport to the laboratory for testing on dry ice. * Specimen must remain frozen until testing is performed. Criteria for rejecting specimens for testing include: Tubes not properly labeled, filled (+/- 10% of required fill volume), clotted specimens, plasma that is moderately to grossly hemolyzed, plasma that has not been properly stored or tested within defined timeframe, frozen specimen plasma platelet count >10 K/uL or Fibrinogen <35 mg/dL and not clinically indicated | Chromogenic assay | ​This assay is useful for monitoring treatment efficacy of low molecular weight heparin (Lovenox – Enoxaparin) a commonly used anticoagulant. | ​<0.1 IU/mL Therapeutic reference range for patients on LMWH therapy 4 hours post subcutaneous injection every 12 hours 0.6- 1.0 IU/mL, every 24 hours 1.0-2.0 IU/mL Critical Values >2.0 IU/mL | 1 hour | N/A | 7 days per week | 24 hours | One 2.7 mL or 1.8 mL 3.2% Sodium Citrate collection tube filled to the minimum line OR 1 mL of frozen plasma
396 | HGB | Hemoglobin (HGB) | K2 EDTA, lavender top tube. | Hematology TGH Laboratory | Whole Blood | 85018 |  | LAB291 | ​Reasons for specimen rejection include: gross hemolysis, clotted, quantity not sufficient, specimen found to be contaminated with IV fluid. Add on requests must be completed within 24 hours of collection | • Sysmex XN analyzers use electrical impedance and flow cytometry methodology. | ​Used to evaluate anemia, blood loss and polycythemia. | ​Age/sex dependent see report. Critical values * Hemoglobin 7.0 gm or Less | 1 hour | 4 hours | 7 days a week | 24 hours a day | •Standard collection tube 1.5mL. • BD Map microtainer collection tube 0.5mL
403 | HFP | Hepatic Function Panel (HFP), Serum | Green (Li Heparin)-Preferred, Red Top (No Additive), Gold Top (SST) | Chemistry TGH Laboratory | Serum | 80076 | ​​Liver Functions profile; LFT, Liver Functions | Liver Function Profile (HFP) | ​Includes SGOT, SGPT, Total Bili, Alk Phos, Albumin, Direct Bili, Total Protein | See individual tests | ​The hepatic function panel is useful as a broad general assessment of hepatic (liver) function. | ​See individual tests | 1 hr. | 4 hrs | 7 days a week | 24 hrs | 1 mL (2 microtainers)
74 | HEPUF | Heparin Anti- Xa (UFH), Plasma | Light Blue Top (3.2% sodium citrate) | Hematology TGH Laboratory |  | 85520 | ​UFH Anti-Xa;Anti-Xa for Unfractionated Heparin​ | LAB8478 | ​Plasma stored in an unopened sodium citrate collection tube at room temperature, (20-25°C) must be centrifuged within 1 hour of collection and tested within 4 hours of collection or plasma separated and frozen. Frozen plasma can be stored for 2 weeks at -20° C or -70° C for 12 months. Please note: Whenever possible frozen specimens should be submitted from offsite locations. Whole blood specimens from offsite locations must be transported and ordered as STAT. If specimen cannot be analyzed within an acceptable time frame testing will be cancelled. To centrifuge and freeze plasma: * Verify the specimen is not clotted using applicator sticks * Verify the specimen tube is properly filled * Centrifuge specimen at 5000 RPM for 10 minutes as soon as possible after collection (up to 4 hours). * Label a polypropylene test tube with label that includes a minimum of two unique patient identifiers (such as name and date of birth). * Using a disposable transfer pipette, transfer the plasma (leave about 0.5ml do not disturb the buffy coat) to a labeled test tube. * If available perform platelet count on the plasma to verify platelet count is <10 K/uL * If platelet count is 10K/uL repeat centrifugation process * If multiple specimens collection tubes, do not pool plasma from collection tubes together. * Freeze plasma and transport to the laboratory for testing on dry ice. * Specimen must remain frozen until testing is performed. Criteria for rejecting specimens for testing include: Tubes not properly labeled, filled (+/- 10% of required fill volume), clotted specimens, plasma that is moderately to grossly hemolyzed, plasma that has not been properly stored or tested within defined timeframe, frozen specimen plasma platelet count >10 K/uL or Fibrinogen <35 mg/dL and not clinically indicated | Chromogenic assay | ​This assay is useful for monitoring treatment efficacy of unfractionated heparin, a commonly used anticoagulant. | ​<0.1 IU/mL Therapeutic reference range for unfractionated heparin 6 hours post bolus 0.3 – 0.7 IU/mL | 1 hour | N/A | 7 days per week | 24 hours | One 2.7 mL or 1.8 mL 3.2% Sodium Citrate collection tube filled to the minimum line OR 1 mL of frozen plasma
396 | HGB | Hemoglobin (HGB) | K2 EDTA, lavender top tube. | Hematology TGH Laboratory | Whole Blood | 85018 |  | LAB291 | ​Reasons for specimen rejection include: gross hemolysis, clotted, quantity not sufficient, specimen found to be contaminated with IV fluid. Add on requests must be completed within 24 hours of collection | • Sysmex XN analyzers use electrical impedance and flow cytometry methodology. | ​Used to evaluate anemia, blood loss and polycythemia. | ​Age/sex dependent see report. Critical values * Hemoglobin 7.0 gm or Less | 1 hour | 4 hours | 7 days a week | 24 hours a day | •Standard collection tube 1.5mL. • BD Map microtainer collection tube 0.5mL
403 | HFP | Hepatic Function Panel (HFP), Serum | Green (Li Heparin)-Preferred, Red Top (No Additive), Gold Top (SST) | Chemistry TGH Laboratory | Serum | 80076 | ​​Liver Functions profile; LFT, Liver Functions | Liver Function Profile (HFP) | ​Includes SGOT, SGPT, Total Bili, Alk Phos, Albumin, Direct Bili, Total Protein | See individual tests | ​The hepatic function panel is useful as a broad general assessment of hepatic (liver) function. | ​See individual tests | 1 hr. | 4 hrs | 7 days a week | 24 hrs | 1 mL (2 microtainers)
74 | HEPUF | Heparin Anti- Xa (UFH), Plasma | Light Blue Top (3.2% sodium citrate) | Hematology TGH Laboratory |  | 85520 | ​UFH Anti-Xa;Anti-Xa for Unfractionated Heparin​ | LAB8478 | ​Plasma stored in an unopened sodium citrate collection tube at room temperature, (20-25°C) must be centrifuged within 1 hour of collection and tested within 4 hours of collection or plasma separated and frozen. Frozen plasma can be stored for 2 weeks at -20° C or -70° C for 12 months. Please note: Whenever possible frozen specimens should be submitted from offsite locations. Whole blood specimens from offsite locations must be transported and ordered as STAT. If specimen cannot be analyzed within an acceptable time frame testing will be cancelled. To centrifuge and freeze plasma: * Verify the specimen is not clotted using applicator sticks * Verify the specimen tube is properly filled * Centrifuge specimen at 5000 RPM for 10 minutes as soon as possible after collection (up to 4 hours). * Label a polypropylene test tube with label that includes a minimum of two unique patient identifiers (such as name and date of birth). * Using a disposable transfer pipette, transfer the plasma (leave about 0.5ml do not disturb the buffy coat) to a labeled test tube. * If available perform platelet count on the plasma to verify platelet count is <10 K/uL * If platelet count is 10K/uL repeat centrifugation process * If multiple specimens collection tubes, do not pool plasma from collection tubes together. * Freeze plasma and transport to the laboratory for testing on dry ice. * Specimen must remain frozen until testing is performed. Criteria for rejecting specimens for testing include: Tubes not properly labeled, filled (+/- 10% of required fill volume), clotted specimens, plasma that is moderately to grossly hemolyzed, plasma that has not been properly stored or tested within defined timeframe, frozen specimen plasma platelet count >10 K/uL or Fibrinogen <35 mg/dL and not clinically indicated | Chromogenic assay | ​This assay is useful for monitoring treatment efficacy of unfractionated heparin, a commonly used anticoagulant. | ​<0.1 IU/mL Therapeutic reference range for unfractionated heparin 6 hours post bolus 0.3 – 0.7 IU/mL | 1 hour | N/A | 7 days per week | 24 hours | One 2.7 mL or 1.8 mL 3.2% Sodium Citrate collection tube filled to the minimum line OR 1 mL of frozen plasma
397 | HGBHCT | HEMOGLOBIN (HGB) AND HEMATOCRIT (HCT), BLOOD | K2 EDTA, lavender top tube. | Hematology TGH Laboratory | Blood | 85014, 85018 | H and H | LAB753 | ​Reasons for specimen rejection include: gross hemolysis, clotted, quantity not sufficient, specimen found to be contaminated with IV fluid. | Sysmex XN analyzers use electrical impedance and flow cytometry methodology. | ​Used for determining anemia blood loss and polycythemia | ​Age/sex dependent see report. Critical values * Hemoglobin 7.0 gm or Less * Hematocrit greater than 70% in babies less than 2 days old. * Hematocrit less than 40% in babies less than 2 days old * Hematocrit less than 20% and NICU patient | 1 hour | 4 hours | 7 days a week | 24 hours a day | •Standard collection tube 1.5mL. • BD Map microtainer collection tube 0.5mL
398 | HGBA1C | Hemoglobin A1C (HBA1C) | Lavender Top (K2 EDTA) | Chemistry TGH Laboratory |  | 83036 | HGB A1C; Glycohemoglobin | LAB90 | ​Add on specimens accepted within 7 days. | Ion Exchange High Performance Liquid | ​To assist with control of blood glucose levels, the American Diabetes Association (ADA) has recommended glycated hemoglobin testing (HbA1c) twice a year for patients with stable glycemia, and quarterly for patients with poor glucose control. Interpretive ranges are based on ADA guidelines. | ​4.8 - 6.0 % | Not Available | 7 days a week | 4 hrs | 24 hrs | 1 mL (2 microtainers)
399 | HGBE | HEMOGLOBIN (HGB) ELECTROPHORESIS | Lavender Top (K2 EDTA) | Chemistry TGH Laboratory |  | 83020 | ​​ | LAB288 | ​Add on specimens accepted within 7 days. | Electrophoresis | ​Hemoglobin electrophoresis is a blood test that can detect different types of hemoglobin. It uses the principles of gel electrophoresis to separate out the various types of hemoglobin. The test can detect abnormal levels of HbS, the form associated with sickle-cell disease, as well as other abnormal hemoglobin-related blood disorders, such as hemoglobin C. It can also be used to determine whether there is a deficiency of any normal form of hemoglobin, as in the group of diseases known as thalassemia. |  | Not Available | Within 72 hrs. | Monday - Friday | A.M. | 1 mL (2 microtainers)
446 | HGH | Human Growth Hormone, Serum | Red Top (No Additive) **Random growth hormone collection should be performed on fasting patients who have rested for at least 30 minutes prior to collection. | Quest Diagnostics | Serum | 83003 | ​​ | LAB525 | ​Sent to reference laboratory. Random growth hormone collection should be performed on fasting patients who have rested for at least 30 minutes prior to collection. 1.0 mL refrigerated serum (plasma and gross hemolysis NOT acceptable) | Immunoassay | ​hGH measurements in children are used in the evaluation of short stature. Specifically, hGH is used to differentiate low hGH production from other causes of growth failure. Stimulation and suppression tests are often more meaningful than random measurements. | ​Adults (≥20 years) ≤ 10.0 ng/mL Pediatric (< 20 years) ≤ 13.0 ng/mL | Not Available | Available next day | Monday - Friday | P.M. | 0.5 mL serum (3 microtainers), minimum. 1.0 mL serum preferred
401 | HGRMT | HEMOGRAM W/O DIFF, BLOOD | K2 EDTA, lavender top tube. | Hematology TGH Laboratory |  | 85027 | ​​HEMOGRAM | LAB2205 | * ​Reasons for specimen rejection include: gross hemolysis, clotted, quantity not sufficient, specimen found to be contaminated with IV fluid. * Add on requests must be completed within 24 hours of collection. * Reflex testing will be performed when indicated as outlined below: * Reticulocyte profile - If HGB < 9.0 AND MCV <78.0 and no previous results in 365 days * Immature platelet fraction – If platelet count <50k/uL and no previous results in 365 days | • Sysmex XN analyzers use electrical impedance and flow cytometry methodology. | ​The complete blood count and white blood cell differential can be used as screening test for various disease states including anemia, leukemia, inflammatory processes. | ​Age/sex dependent see report. Critical values * Hematocrit greater than 70% in babies less than 2 days old. * Hematocrit less than 40% in babies less than 2 days old * Hematocrit less than 20% and NICU patient * Hemoglobin 7.0 gm or Less * Platelet count less than or equal to 30 K/uL | 1 hour | 4 hours | 7 days a week | 24 hours a day | Standard collection tube 1.5mL. BD Map microtainer collection tube 0.5mL
423 | HHFE | HEREDITARY HEMOCHROMATOSIS DNA MUTATION ANALYSIS, WHOLE BLOOD | Lavender Top (EDTA), Whole Blood, preferred specimen Dark/Royal Blue Top, Green Top (sodium heparin), Yellow Top (ACD-B), acceptable (Whole Blood) | Quest Diagnostics |  | 83891, 83892 (x2), 83900, 83909, 83912 | ​​HEMOCHROMATOSIS DNA | LAB833 | ​Sent to reference laboratory. 5.0 mL room temperature whole blood. DO NOT FREEZE! Refrigeration acceptable. | Polymerase Chain Reaction | ​Hereditary Hemochromatosis is an autosomal recessive disease that results in an abnormal build-up of iron in the body. The C28Y and H63D are among the most common mutations in patients with hereditary emochromatosis. Penetrance of the mutations (phenotypic disease), including by individuals with compound heterozygous mutations, is variable. | ​HEREDITARY HEMOCHROMATOSIS DNA Mutation Analysis Hereditary hemochromatosis (HH) is an autosomal-recessive disorder of iron metabolism that results in iron overload and organ failure in some cases. It is one of the most common genet ic disorders in individuals of European-Caucasian ancestry, with an incidence of about 1/200 to 1/500, and an estimated carrier frequency of 10%. Approximately 60-90% of HH cases are homozygous for one mutation in the HFE gene, C282Y, which results in a cysteine to tyrosine substitution at amino acid position 282 (due to a G to A transition at nucleotide position 845). A second mutation, H63D, results in a histidine to aspartate substitution at amino acid position 63 (due to a C to G transversion at nucleotide position 187. H63D is viewed by some as a polymorphism rather than a mutation due to its prevalence in the population since about 15% of the population carry the variant. However, approximately 3-5% of individuals affected with HH are compound heterozygotes for C282Y and H63D and about 1% of patients are H63D homozygotes, which suggests that H63D may be causative in the development of the disorder at a reduced enetrance. | Not Available | Report available: 7 days | Tuesday, Thursday, Saturday | A.M. | 3 mL Whole Blood, minimum. 5 mL Whole Blood, preferred
429 | HHV6B | Herpes Virus 6 Antibody Panel | Red Top (No Additive, no gel), preferred SST tube is acceptable alternate collection | Focus Diagnostics |  | 86790 (x2) | ​HHV6 IgG and IgM | LAB2146 | ​Sent to reference laboratory. 0.5 mL refrigerated serum. | Immunofluorescence Assay | ​HHV-6 is a distinct herpes virus that typically causes a self-limiting illness in patients who are not immunocompromised. In some patients, especially if immunocompromised, HHV-6 can cause febrile convulsions in infants, encephalitis, infectious mononucleosis-like symptoms, and hepatitis. | ​Accompanies report | Not Available | Report available: 4 days | Monday - Friday | A.M. | 0.1 mL serum, minimum (collected in Red Top Tube, preferred) (SST tube is acceptable).
435 | HISTAG | Histoplasma Antigen, Serum | Sterile, leak proof container for Urine, CSF, or bronchial lavage . Alternate specimen: (serum or plasma) Lavender Top, Light Blue top (sodium citrate), green Top (Sodium heparin), SST (serum), CSF, or Bronchial Lavage | Mira Vista Diagnostics |  | 87385 |  | LAB909 | ​Sent to reference laboratory. Refrigerated urine (room temperature ok for transport) Acceptable samples: urine, serum, EDTA plasma, CSF, BALF, or other sterile body fluid. Serum and plasma specimens should be separated from the clot. Indicate specimen type. | Enzyme Immunoassay |  | ​Accompanies report | Not Available | Report available: 6 days | Monday - Friday | A.M. | 0.5 mL Urine. 1.2 ml Serum. 0.5 ml BAL. 1.2 ml plasma
436 | HITABP | HIT AB with reflex to SRA | Red Top (No Additive) | Esoteric TGH Laboratory |  | 86022 | ​​Heparin Induced Antibodies; PF4 | LAB766 | ​Frozen serum preferred specimen. Citrate plasma also acceptable. | ELISA | ​Helpful in the Diagnosis of heparin-induced thrombocytopenia. A positive result is indicative of the presence of heparin-induced antibodies; however, false positives may occur due to the presence of immune complexes or other immunoglobulin aggregates. A negative result suggests the absence of heparin-induced antibodies; low titer, low avidity antibodies may not be detected. Other clinical and laboratory findings should be used in conjunction with this test result prior to diagnosing heparin-induced thrombocytopenia. Detects Platelet Factor 4 IgG Antibodies. | ​NEGATIVE | Not Available | Within 24 hrs. | 7 days a week |  | 1 mL (2 microtainers)
432 | HIAA24 | 5-Hydroxyindoleacetic Acid (HIAA) W/Creatinine 24-HR, Urine | 24 hr Urine Collection | Quest Diagnostics |  | 83497, 82570 | ​​5 HIAA, 24 hr urine | LAB352 | ​Sent to reference laboratory. 5.0 mL refrigerated urine. Collect 24-hour urine with 25 mL of 6N HCl, or 15g Boric Acid, or 25 mL 50% Acetic Acid to maintain a pH below 3. Patient should avoid food high in indoles, avocado, banana, tomato, plum, walnut, pineapple and eggplant. Patient should also avoid tobacco, tea and coffee three days prior to collection. Urine without preservative is acceptable if pH is below 6 and the sample is shipped frozen. | High Performance Liquid Chromatography | ​5-HIAA is the end product of serotonin (5-hydroxytryptophan) and tryptophan metabolism. Patients with carcinoid tumors of the midgut, e.g., ileum, produce high concentrations of 5-HIAA. Patients with carcinoid tumors of the foregut and hindgut may produce little or no 5-HIAA or do so intermittently. | ​2-10 YRS: 8.0 OR LESS >10 YRS: 6.0 OR LESS | Not Available | Report available next day | Monday - Friday | A.M. | 5.0 mL Urine (minimum aliquot) from 24 hr. collection. 10.0 mL Urine aliquot, preferred.
438 | HIVGP | Human immunodeficiency Virus 1(HIV-1) Genotype/ Phenotype | Large Lavender Top (K2 EDTA) Transfer plasma to sterile screw-capped vial(s), freeze, and ship frozen | Quest Diagnostics |  | 87900, 87901 | ​HIV Genotype/Phenotype​ | LAB2611 | ​Transport frozen. This test can only be reliably performed on specimens with a viral load of at least 2,000 copies/mL Separate plasma from cells within 6 hours of collection, freeze and ship frozen. Plasma frozen in PPT plasma preparation tube(s) in situ is unacceptable. Not orderable - Call Lab​ | Polymerase Chain Reaction | ​Select antiretroviral drug regimen for treating HIV-1 patients by assessing reverse transcriptase and protease inhibitor resistance, together with CCR5 antagonist eligibility. | ​ See mailed report | Not Available | 7 days | Monday - Friday | Evening | 4.0 mL frozen plasma (collected in EDTA) required volume. Heparin tube is unacceptable.
441 | HIV | HUMAN IMMUNODEFICIENCY VIRUS 1 (HIV-1) ANTIGEN AB COMBO | Red Top (No Additive) preferred, Green Top (Lithium Heparin), Lavender Top (K2 EDTA) | Immunology TGH Laboratory |  | 86703 | ​​HIV ANTIGEN ANTIBODY COMBO | LAB2602 | ​Screening test for the presence of IgG Antibody to HIV I AND HIV 2. All positives are automatically repeated and confirmed by Western Blot. Results will not be given over the telephone to unauthorized personnel. ONLY authorized physicians may obtain a verbal result. Add on specimens accepted within 7 days. | Chemiluminescence | ​HIV-1 is the virus that causes Acquired Immunodeficiency Syndrome (AIDS). Western blot with a EIA-positivity has combined specificity of greater than 99.9%. Western blot results may be indeterminate with early HIV-1 infection and in patients with autoimmune disease and women who are pregnant. | ​Non-Reactive | Not Available | Within 24 hrs. | 7 days a week | A.M. | 2 mL (4 microtainers)
439 | HIVPCR | Human Immunodeficiency Virus 1 (HIV- 1) Qual PCR | Lavender Top (K2 EDTA) | Esoteric TGH Laboratory |  | 87535 | ​HIV Qualitative PCR;HIV Proviral DNA Qualitative PCR​ | LAB2150 |  | Real-Time Polymerase Chain Reaction | ​HIV-1 DNA real-time PCR is a sensitive method for detection of pro-viral DNA. It has been used in the management of perinatal HIV infection. HIV-1 RNA has recently been confirmed equally as sensitive and specific for this purpose. | ​Not Detected | Not Available | Within 72 hrs. | 5 days a week (M-F). Not performed on holidays | A.M. | 1mL (2 microtainers)
437 | HIVS | Human Immunodeficiency Virus 1 (HIV- 1) AB Screen | Red Top (No Additive); Green Top (Lithium Heparin) | Chemistry TGH Laboratory |  | 86701 | ​HIV Antibody Stat Screen​ | Available to L&D and Employee Health Only | ​Add on specimens accepted within 7 days.Available to L&D and Employee Health Only​ | Chemiluminescence |  | ​Negative | 1 hr. | 1 hr. | 7 days a week | 24 hrs | 2 mL (4 microtainers)
440 | HIVQNT | HUMAN IMMUNODEFICIENCY VIRUS 1 (HIV-1) QN, RT PCR (NONGRAPH) | Lavender Top (K2 EDTA) | Esoteric TGH Laboratory |  | 87536 | HIV RNA PCR QUANT​,HIV VIRAL LOAD, RNA QUANTITATIVE | LAB919 | ​Sample must be spun and plasma preferred frozen with 6 hours of collection, but may be frozen up to 24 hours after collection. Minimum 1.0 mL plasma. | Quantitative Real Time Polymerase Chain Reaction | ​Measurement of HIV-1 plasma levels (viral load) provides a direct assessment of viremia and should be used in conjunction with CD4+ T-cell counts. HIV-1 RNA, quantitation is useful in patients to assess prognosis, monitor progression of HIV-1 infection, determine when to initiate therapy, and monitor the effectiveness of antiretroviral therapy. |  | Not Available | Within 72 hrs. | 3 days a week (M-W-F) | P.M. | 5 mL
442 | HLAB27 | Human Leukocyte B27 (HLA- B27) | Whole Blood collected in sodium heparin (Green Top Tube) preferred Yellow top (ACD A or B) or Lavender Top (EDTA) acceptable alternate specimen | Quest Diagnostics |  | 86812 | HLA-B27 Antigen​ | LAB869 | ​Sent to reference laboratory. 1 mL room temp Whole Blood. Do not freeze! | Flow Cytometry | ​HLA-B27 is found in 90% of patients with ankylosing spondylitis and 80% in Reiter's disease. Ankylosing spondylitis affects 1 in 1000 Caucasians. Ankylosing spondylitis is 10 times more common among individuals with HLA-B27 compared to individuals without this antigen. | ​Negative | Not Available | Report available next day | Monday - Saturday | AM, PM | 1.0 mL Whole Blood, minimum. 5.0 mL Whole Blood preferred
391 | HMBL | Heavy Metals Panel 1, Blood | Royal Blue Top (EDTA) (non-trace element tube) | Quest Diagnostics |  | 82175, 83655, 83825 | ​Heavy Metals, Blood (Arsenic, Lead, and Mercury);Heavy Metals Screen, Blood​ | LAB832 | ​Sent to reference laboratory. 6 mL refrigerated Whole Blood. Do not freeze! Do not aliquot! To avoid contamination, use powderless gloves. Do not aliquot specimens. Patient should refrain from eating seafood, or taking mineral and herbal supplements for at least 3 days before specimen collection. Carefully clean skin before venipuncture. Avoid work-site collection. 7655 | Inductively Coupled Plasma - Mass Spectrometry | ​Excessive exposure to Heavy Metals can cause acute and chronic toxicity. Heavy Metals Panel is intended to evaluate and monitor exposure to heavy metals and evaluate the process of detoxification. | ​Accompanies report | Not Available | Report available: next day | Monday, Wednesday, Friday | Afternoon | 2.0 mL Whole Blood, minimum. 4.0 mL Whole Blood, preferred
390 | HMU24H | Heavy Metals panel I, 24 Hr. Urine | 24 hr Urine collected in an acid-washed, metal-free, leak proof container | Quest Diagnostics | Urine | 82175 | ​​​Heavy Metals, 24 hr Urine (Arsenic, Lead, and Mercury) | LAB2203 | ​Sent to reference laboratory. Patient should refrain from eating seafood, or taking mineral and herbal supplements for at least three days prior to specimen collection. 24-hour urine container-acid washed required for collection. | Inductively-Coupled Plasma/Mass Spectrometry | ​Excessive exposure to Heavy Metals can cause acute and chronic toxicity. Heavy Metals Panel is intended to evaluate and monitor exposure to heavy metals and evaluate the process of detoxification. | ​Accompanies Report | Not Available | 4 - 7 days | Monday, Wednesday, Friday | P.M. | Aliquot of 24 hour collection (10.0 mL minimum urine aliquot)
392 | HMUR | Heavy Metals Panel I, Random Urine | Acid Washed Metal Free Container | Quest Diagnostics |  | 83655, 82175, 82750, 83825 | ​​Heavy Metals, Urine (Arsenic, Lead and Mercury) | LAB398 | ​Sent to reference laboratory. 7.0 mL refrigerated urine. Avoid work-site collection. Avoid seafood consumption for 48 hours before collection. Collect in acid-washed or metal free plastic container. 7507 | Inductively-Coupled Plasma/Mass Spectrometry | ​Excessive exposure to Heavy Metals can cause acute and chronic toxicity. Heavy Metals Panel is intended to evaluate and monitor exposure to heavy metals and evaluate the process of detoxification. | ​Accompanies report | Not Available | Next day | Monday, Wednesday, Friday only | Afternoon | 3.0 mL random Urine, minimum. 7.0 mL random Urine, preferred
424 | HSV1 | HERPES SIMPLEX VIRUS (HSV) TYPE 1/2 IGG AB, TYPE SPECIFIC, SERUM | Red Top (No Additive) | Immunology TGH Laboratory | Serum | 87252 | ​ HERPES SIMPLEX 1,2 AB​; HERPES SIMPLEX VIRUS (HSV) IgG AB, BLOOD | LAB507 | ​Tests for the presence of the IgG antibody to Herpes simplex types 1 and 2. Also see "TORCH-IgG Antibody Panel". This test is not a culture. | Enzyme Linked Immunosorbent Immunoassay | ​Classic HSV 1 infections cause herpetic gingostomatitis, conjunctivitis, keratitis, and sporadic encephalitis. | ​Negative | Not Available | Within 72 hrs. | Monday - Friday | A.M. | 1 mL (2 microtainers)
425 | HSV1F | ZZZHERPES SIMPLEX VIRUS (HSV), IGG AB, CSF | Sterile, Leak proof, Screw Top Container | Immunology TGH Laboratory | FLUID | 86694 | HERPES(HSV)/FLD-IGG​; HERPES IgG ANTIBODY, FLUID (CSF) | LAB2019 | ​Test is for fluid specimens ONLY to be tested for Herpes (HSV) IgG antibodies. All requests on CSF must be accompanied by a request for HSV-G on serum. This test is not a culture. | Enzyme Linked Immunosorbent Immunoassay | ​Classic HSV 1 infections cause herpetic gingostomatitis, conjunctivitis, keratitis, and sporadic encephalitis. | ​Negative | Not Available | Within 72 hrs. | Monday - Friday | A.M. | 0.5 mL CSF
426 | HSVM | Herpes Simplex Virus (HSV) Type 1/2 IgM Ab | Red Top (No Additive) | Quest Diagnostics Nichols Institute | Serum -Blood | 86695, 86696 | ​​Herpes Simplex Virus IgM, Blood | LAB2149 | ​Sent out to a reference lab. Gross hemolysis,lipemia and cord blood will be rejected. Transport at room temperature. | Immunofluorescence Assay (IFA) | HSV IgM is detectable in serum from >90% of patients with primary HSV infection; however, HSV IgM is also found in 30% of patients with reactived HSV. If HSV 1 IgM screen is positive; HSV 1 IgM titer will be perfomed at an additional charge. If HSV 2 IgM screen is positive, HSV 2 IgM Titer will be performed at an additional charge. | ​Negative | Not Available | 3 days | Monday - Saturday | A.M. | 0.3 mL serum (2 microtainers); 1 mL serum preferred.
428 | HSPCRB (Blood samples), HSPCRN (Non-blood samples) | HERPES SIMPLEX VIRUS (HSV), PCR, BLOOD | See special instructions | Esoteric TGH Laboratory |  | 87529 | ​​HERPES PCR, BLOOD​ | LAB9426 | ​Sterile, Screw Top Container or Lavender top (EDTA) Sterile Swab in Universal Transport media for lesions. | Real Time PCR | ​DNA testing is analytically more sensitive than culture, especially in patients with encephalitis or meningitis. DNA testing may be useful in diagnosis of infection in neonates. Neonates who have been exposed to HSV can develop disseminated infection and encephalitis. Encephalitis is usually due to HSV I, whereas meningitis is usually due to HSV II. DNA testing provides reliable means to define the Type. | ​Negative for the Presence of HSV 1, 2 DNA | Not Available | 48 hrs. | 7 days a week | P.M. | 0.25 mL CSF or other fluid, 3mL Lavender Top, 1 pedi Lavender Top for infants (prefer 2)
445 | HTLVB | HUMAN T-CELL LYMPHOTROPIC VIRUS (HTLV) I/II ANTIBODY, SERUM | Red Top (No Additive) preferred, Lavender (K2EDTA) | Quest Diagnostics |  | 83150 | ​HTLV I/ II ANTIBODY | LAB2612 | ​Sent out to reference laboratory. 0.5 mL refrigerated serum. | Enzyme Immunoassay | ​HTLV-I is associated with adult T-cell lymphoblastic leukemia and B-cell chronic lymphocytic leukemia. HTLV-II is less common and is associated with neoplasia of the CD8 T lymphocytes. Blood donor screening began in 1998. Western blot is used for confirmation of Antibody testing. | ​Nonreactive An additional supplemental test is necessary to interpret repeatedly reactive specimens. A Western immunoblot is available for use as an in vitro test for research applications for the detection of antibodies to HTLV-I and HTLV-II. | Not Available | 4 - 7 days | Monday - Friday |  | 1mL (2 microtainers)
72 | HUCSF | Neuronal Nuclear ( Hu) AB, CSF | Sterile, Leak proof, Screw Top Container | Quest Diagnostics | CSF | 84181, 86255 | Hu Antibody, CSF | LAB2026 | ​Sent to reference laboratory. 1.5 mL refrigerated CSF. Overnight fasting is preferred. 15775 | Immunofluorescence Assay, Western Blot | ​Paraneoplastic Syndrome involves non-metastatic systemic effects that accompany malignant disease. Antineuronal Nuclear Antibody (Anti-Hu) is found in 5-10% of patients with small cell carcinoma of the lung. Anti-Hu is associated with subacute syndrome of encephalomyeloradiculopathy, sensory neuropathy, and autoimmune neuropathy, predominantly affecting the gastrointestinal tract. | ​Accompanies Report | Not Available | 7 - 10 days | Tuesday, Thursday, Sunday | Nights | 1.5 mL CSF
71 | HUSRM | Neuronal Nuclear (Hu) Antibody, Blood | Red Top (No Additive) | Quest Diagnostics | Serum | 84181, 86255 | Hu Antibody, Serum | LAB2172 | ​Sent to reference laboratory. 0.3 mL refrigerated serum. Overnight fasting is required. 37053 | Immunofluorescence Assay, Western Blot | ​Paraneoplastic Syndrome involves non-metastatic systemic effects that accompany malignant disease. Antineuronal Nuclear Antibody (Anti-Hu) is found in 5-10% of patients with small cell carcinoma of the lung. Anti-Hu is associated with subacute syndrome of encephalomyeloradiculopathy, sensory neuropathy, and autoimmune neuropathy, predominantly affecting the gastrointestinal tract. | ​Accompanies Report | Not Available | 7 - 10 days | Tuesday, Thursday, Sunday | Nights | 1 mL
430 | HV6DNA | Herpes Virus 6 PCR | Serum: Sterile tube with no anticoagulant: SST recommended. Clot at room temperature and separate from cells within 2 hours of collection. Whole blood: EDTA (lavender top) or ACD (yellow top) Plasma: Collect blood in sterile EDTA or ACD as anticoagulant or in Plasma Preparation Tube (PPT). Clot at room temperature and separate from cells within 2 hours of collection. Note: if blood is collected in a PPT tube, and centrifuged within 2 hours, the plasma does not need to be separated into an aliquot tube. CSF: collect in sterile leak-proof container | Quest Diagnostics |  | 87532 | ​Herpes Virus 6 DNA PCR​ | LAB2606 | ​Sent to reference laboratory. 1.0 mL of frozen serum, plasma or CSF. Refrigeration (cold packs) acceptable for transport. Do not freeze whole blood! Send whole blood refrigerated (cold packs) only. | Polymerase Chain Reaction | ​This test is used to determine the presence of HHV-6 DNA in patients' specimens. Organisms may be detected by PCR prior to detection by immunological methods. PCR provides more rapid results than other methods, including culture. | ​Not Detected | Not Available | Report available: next day | Daily | Mornings | 0.3 mL serum, minimum. 1.0 mL serum, preferred
427 | HSVMF | ZZZHERPES SIMPLEX VIRUS (HSV), IGM AB, CSF | Sterile, Leak proof, Screw Top Container | Immunology TGH Laboratory | CSF | 86694 | ​ HERPES(HSV)FLD-IGM​ | LAB2020 | ​Test is for fluid specimens ONLY to be tested for Herpes simplex virus types 1 & 2 (HSV) IgM antibodies. All requests on CSF must be accompanied by a request for HSV-G on serum. | Enzyme Linked Immunosorbent Immunoassay | ​Classic HSV 1 infections cause herpetic gingostomatitis, conjunctivitis, keratitis, and sporadic encephalitis. | ​Negative | Not Available | 3 - 5 days | Monday - Friday | A.M. | 0.5 mL CSF
444 | HVA24H | Homovanillic Acid (HVA) 24-Hour Urine | 24 hr Urine Container, collected with 25 mL 6N HCL to maintain pH below 3.0 (urine without preservative is acceptable if pH is below 6 and sample is shipped frozen) | Quest Diagnostics | Urine | 83150 | ​​HVA, 24 hr Urine | LAB401 | ​Sent to reference laboratory. 10.0 mL refrigerated urine. Urine without preservative is acceptable if pH is below 6 and the sample is shipped frozen. It is preferable for the patient to be off medications for three days prior to collection. However, common antihypertensives (diuretics, ACE inhibitors, calcium channel blockers, alpha and beta blockers) cause minimal or no interference. Patient should avoid alcohol, coffee, tea, tobacco and strenuous exercise prior to collection. | High Performance Liquid Chromatography | ​Homovanillic acid (HVA, 4-hydroxy-3-methoxyphenylacetic acid) has been identified as the principal urinary metabolite of dopa and dopamine. HVA is excreted in free form in relatively large amounts, and is frequently measured to support a diagnosis of neuroblastoma and malignant pheochromocytoma. HVA has been used to monitor chronic lead exposure and response to medication, during the treatment of Parkinson's disease. | ​(YEARS) mg/24 h 3-8 0 .5 - 6.7 9-12 1.1 - 6.8 13-17 1.4 - 7.2 Adults 1.6 - 7.5 | Not Available | Report available next day | Tuesday, Thursday | Morning | 5.0 mL aliquot of 24 hr. urine collection, minimum. 10.0 mL aliquot preferred
327 | IFOCBC | OCCULT BLOOD BY IMMUNOASSAY, HEMOSURE, FECAL | Assay specific fecal collection tube with extraction buffer obtained from supply processing and distribution department (SPD) Tampa General Item number: 128623 | Hematology TGH Laboratory and Brandon Healthplex Laboratory | Feces | G0328QW (Medicare) 82274QW | ​ IMMUNOLOGICAL FECAL OCCULT BLOOD | LAB1914 | ​Patient limitations - A specimen should not be collected from a patient with the following conditions that may interfere with the test results: menstrual bleeding, constipation bleeding, bleeding hemorrhoids, urinary bleeding, and or watery stools. Patient must be provided with complete home collection kit (mailer, collection tube, instructions) to assure proper collection of specimen. Once inoculated the fecal collection tube can be stored up to 14 days at ambient room temperature as high as 37°C prior to testing. Reason for specimen rejection include:Collection tube not properly labeled, stored and or is expired. Specimen leaked in transit because collection tube was not secured.Tube overfilled and liquid cannot be expressed from the tip. | Hemosure iFOB test is a qualitative one-step immunological fecal occult blood test. | ​This test can be helpful in determining gastrointestinal bleeding in a number of gastrointestinal disorders such as diverticulitis, colitis, polyps, and colorectal cancer. | ​Negative | 1 hour | 4 hours | 7 days/ week | 24 hours | NA
449 | HYDR17 | 17- OH Progesterone | Red Top (No Additive, no gel) preferred, Lithium heparin or Sodium heparin acceptable. Lavender Top acceptable | Quest Diagnostics |  | 83498 | ​Hydroxyprogesterone - 17​ |  | ​Sent to reference laboratory. 0.5 mL refrigerated serum (use cold packs). No SST tubes, no glass tubes, rejected if received at room temperature. | Liquid Chromatography Tandem Mass Spectrometry | ​17-hydroxyprogesterone is elevated in patients with congenital adrenal hyperplasia (CAH). CAH is a group of autosomal recessive diseases characterized by a deficiency of cortisol and an excess of ACTH concentration. 17-hydroxyprogesterone is also useful in monitoring cortisol replacement therapy and in evaluating infertility and adrenal and ovarian neoplasms. | ​Adult Reference Range Males: Females: 18-30 years: 32-307 ng/dL Follicular Phase: 185 ng/dL or less 31-40 years: 42-196 ng/dL Mid-cycle Phase: 225 ng/dL or less 41-50 years: 33-195 ng/dL Luteal Phase: 285 ng/dL or less 51-60 years: 37-129 ng/dL Postmenopausal: 45 ng/dL or less Pediatric Reference Range: 1-12 months: 11-170 ng/dL 1-4 years: 4-115 ng/dL 5-9 years: 90 ng/dL or less 10-13 years: 169 ng/dL or less 14-17 years: 16-283 ng/dL Premature Infants: < or = 360 ng/dL (31-35 weeks) Term Infants:< or = 420 ng/dL (3 days) | Not Available | 2-3 days | Monday - Friday, Sunday | P.M. | 0.5 mL serum/plasma preferred, 0.25 mL serum/plasma minimum volume.
458 | IGA | Immunoglobulin A (IgA), Serum | Green (Li Heparin)-Preferred, Red Top (No Additive), Gold Top (SST) | Chemistry TGH Laboratory | Serum/ Plasma | 82784 | ​​IgA | LAB73 | ​Add on specimens accepted within 5 days | Immunoturbidimetric | ​Approximately 1 in 1000 people have IgA deficiency. Individuals with low concentrations of IgA may be asymptomatic or have Sino pulmonary, gastrointestinal (including sprue-like illness), rheumatic, or autoimmune diseases. | ​ M, F 0 – 3 mos. 1-34 mg/dL M, F > 3 mos. – 1yr 8 – 91 mg/dL M >1yr – 12yrs 21 – 291 mg/dL F >1yr – 12yrs 21 – 282 mg/dL M >12 yrs 63 – 484 mg/dL F >12 yrs 65 – 421 mg/dL | 1 hr. | 4 hrs | 7 days a week | 24 hrs | 0.5 mL (1 microtainer)
75 | UABID | ANTIBODY IDENTIFICATION | Lavender Top (K2 EDTA) | Florida Blood Services | BLOOD | 86870 | ​ANTIBODY IDENTIFICATION | LAB941 | ​Sent to reference laboratory. Not Orderable, Reflex Order |  |  |  | Not Available | Within 72 hrs. | 7 days a week | A.M.
207 | TRYPF | TRYPSIN, FECAL, STOOL | Sterile, Leak proof, Screw Top Container | Quest Diagnostics | STOOL | 84311 | ​TRYPSIN,FECAL​ | LAB1102 | ​Sent to reference laboratory. 1.0 grams of refrigerated stool. Transport with cold packs. Room temperature transport is not acceptable. 112358 | Enzymatic/Spectrophotometric | ​The diagnosis of chronic pancreatitis depends upon the demonstration of functional impairment of the pancreas. Impairment is determined by several means, two of which are: 1. Direct measurement of exocrine secretion into the duodenum after stimulation by a standard meal or after stimulation by intravenous secretin/ pancreozymin. 2. The direct measurement of the activities of certain enzymes in feces. Chymotrypsin activity in stool, for example, has been shown lower than normal in patients with pancreatic exocrine insufficiency. | ​Accompanies report | Not Available | report available in 3 days | Thursday | Morning | 0.5 grams stool minimum, 1.0 grams preferred
459 | IGEMO | Immunoglobulin E (IgE), Serum | Red Top (No Additive) | Quest Diagnostics | Serum | 82785 | ​​IgE | LAB74 | ​Sent to reference laboratory. 0.5 mL refrigerated serum | Immunoassay | ​IgE concentrations are increased with allergies (atopic disease), asthma, parasitic infections, unusual monoclonal gammopathies, and severe atopic dermatitis. IgE concentrations can be within the reference range with atopic disease. Individuals with low or low-normal concentrations typically do not have atopic disease. | ​IgE, Total, Serum kU/L Total IgE Age Specific Normal Ranges 6 Weeks: 9 kU/L or less 3 Months: 17 kU/L or less 6 Months: 30 kU/L or less 9 Months: 39 kU/L or less 12 Months: 53 kU/L or less 2 Years: 93 kU/L or less 3 Years: 128 kU/L or less 4 Years: 160 kU/L or less 5 Years: 192 kU/L or less 6 Years: 224 kU/L or less 7 Years: 248 kU/L or less 8 Years: 280 kU/L or less 9 Years: 304 kU/L or less 10 Years: 328 kU/L or less Adults: 114 kU/L or less | Not Available | 3 - 5 days | Monday - Friday | AM | 1 mL (2 microtainers)
2 | UABORH | ABO/RH, GROUP AND TYPE/BLOOD TYPE | Lavender Top (K2EDTA) | Florida Blood Services | BLOOD | 86900 | ABO AND RH TYPING, ABORH | LAB2601 | Sent to reference laboratory. |  | ​Blood type tests are done before a person gets a blood transfusion and to check a pregnant woman's blood type. | Accompanies report | 1 hr. | 5 hrs. | 7 days a week | 24 hrs. a day | 3 mL
450 | IGALB | Immunoglobulin G (IgG) Albumon Ratio, CSF/Serum | Red Top (No Additive) and sterile screw top container | Chemistry TGH Laboratory |  | 82784, 82042, 82040 | ​​IgG/Albumin Index | LAB2155 | ​Requires a serum sample to be run simultaneously. | See each test code, this is a calculation (index) | ​Albumin, CSF is useful in evaluating the integrity of the blood brain barrier. Concentrations may be increased in patients with central nervous system (CNS) inflammation, trauma, or autoimmune disease. IgG, CSF production may be increased in inflammation and autoimmune disease, including multiple sclerosis. | ​See individual assays | Not Available | Within 72 hrs. | 5 days a week (M - F), not performed on holidays | A.M. | 0.5 mL CSF and 1.0 mL Serum
461 | IGGSC | Immunoglobulin G ( IgG), Subclasses (1- 4), Serum | SST tube preferred Red Top (No Additive) acceptable | Quest Diagnostics |  | 82787 (x4), 82784 | ​​IgG Subclasses | LAB2156 | ​Sent to reference laboratory. 2.0 mL refrigerated serum. Overnight fasting is preferred. | Nephelometry | ​Measurement of IgG subclasses may be helpful in the management and understanding of immunodeficiency diseases, hypersensitivity states, and conditions involving susceptibility to infection. | ​See individual analytes | Not Available | 4 - 7 days | Monday - Saturday | PM | 1.0 mL serum minimum. 2.0 mL serum preferred
463 | IGS | Immunoglobulin Panel (IgG, IgM, IgA), Serum | Green (Li Heparin)-Preferred, Red Top (No Additive), Gold Top (SST) | Chemistry TGH Laboratory |  | 82784 (x3) | ​​Immunoglobulins (IgA, IgG, IgM) | LAB166 | ​Includes IgG, IgA, IgM. Add on specimens accepted within 48 hours. | Immunoturbidimetric | ​The Immunoglobulin Panel is useful in assessing patients with suspected humoral immunodeficiency, chronic or recurrent infections, and lymphoproliferative disorders. | ​See individual assays | 1 hr. | 4 hrs | 7 days a week | 24 hrs | 1mL (2 microtainers)
76 | UABSCR | ANTIBODY SCREEN/COOMBS, INDIRECT, PLASMA | Lavender Top (K2 EDTA) | Florida Blood Services | BLOOD | 86850 | ​​ANTIBODY SCREEN​ | LAB278 | ​Sent to reference laboratory. Not performed on cord blood or infant's less than 6 months old. ​Special Instructions for the following Blood Bank collections: 1. Blood type ABO +RH 2. Coombs Direct (DAT 3. Rhogam Work-up 4. Type and Screen 5. Type, Screen and Crossmatch Atwo person patient Identification Process is required, one of which must be an RN. The person drawing the blood and the person verifying the patient's identity must ensure that all 4 identifiers on the Laboratory Order Notice (requisition) Patient's Identification Band, and Tube Label match exactly ***All three documents must be the same and complete with no letters, or numbers missing*** The four Identifiers used for Blood Bank specimens are: patient's full & complete name, date of birth, medical record number and patient number. The Accurate Patient Identification Policy (TX 263) must also be followed. Ensure that the patient's verbal information of full name and date of birth also match the 3 written documents stated above. Tubes must be labeled at bedside and in patient's presence and LON must be signed by both staff members performing the identification process. Refer to: 1. Hospital Phlebotomy Procedure TX-70 Section B part II Labeling Blood bank Specimens. 2. Accurate Patient Identification Policy TX-263​ |  | ​The Antibody Screen (Indirect Coombs) is useful to identify red blood cell IgG antibodies that can cross the placenta and cause hemolytic disease of the newborn. |  | Not Available | 3 to 5 Days |  | 24 hrs. a day | 7 mL
2 | UABORH | ABO/RH, GROUP AND TYPE/ BLOOD TYPE | Lavender Top (K2EDTA) | Florida Blood Services | BLOOD | 86900 | ​​ABO AND RH TYPING, ABORH | LAB895 | Sent to reference laboratory. |  | ​Special Instructions for the following Blood Bank collections: 1. Blood type ABO +RH 2. Coombs Direct (DAT 3. Rhogam Work-up 4. Type and Screen 5. Type, Screen and Crossmatch ​ Atwo person patient Identification Process is required, one of which must be an RN. The person drawing the blood and the person verifying the patient's identity must ensure that all 4 identifiers on the Laboratory Order Notice (requisition) Patient's Identification Band, and Tube Label match exactly ***All three documents must be the same and complete with no letters, or numbers missing*** The four Identifiers used for Blood Bank specimens are: patient's full & complete name, date of birth, medical record number and patient number. The Accurate Patient Identification Policy (TX 263) must also be followed. Ensure that the patient's verbal information of full name and date of birth also match the 3 written documents stated above. Tubes must be labeled at bedside and in patient's presence and LON must be signed by both staff members performing the identification process. Refer to: 1. Hospital Phlebotomy Procedure TX-70 Section B part II Labeling Blood bank Specimens. 2. Accurate Patient Identification Policy TX-263 Blood type tests are done before a person gets a blood transfusion and to check a pregnant woman's blood type. | Accompanies report | 1 hr. | 5 hrs. | 7 days a week | 24 hrs. a day | 3 mL
462 | IGM | Immunoglobulin M (IgM), Serum | Green (Li Heparin)-Preferred, Red Top (No Additive), Gold Top (SST) | Chemistry TGH Laboratory |  | 82784 | ​​IgM | LAB72 | ​Add on specimens accepted within 5 days | Immunoturbidimetric | ​IgM is useful in diagnosing and monitoring patients with Waldenstrom's macroglobinemia and other gammopathies. | ​M, F 0 – 29 days 6 – 21 mg/dL M >3 mos. – 1 yr 17 – 143 mg/dL F >3 mos. – 1 yr 17 – 150 mg/dL M >1 – 12 yrs 41 – 183 mg/dL F >1 – 12 yrs 47 – 240 mg/dL M >12 yrs 22 – 240 mg/dL F >12 yrs 33 – 293 mg/dL | 1 hr. | 4 hrs | 7 days a week | 24 hrs | 0.5 mL (1 microtainer)
460 | IGG | Immunoglobulin G ( IgG), Serum | Green (Li Heparin)-Preferred, Red Top (No Additive), Gold Top (SST) | Chemistry TGH Laboratory |  | 82784 | ​IgG | LAB71 | ​Add on specimens accepted within 5 days | Immunoturbidimetric | ​Patients with low concentrations of IgG may have a wide variety of respiratory illnesses including recurrent otitis media, sinusitis, pneumonia, chronic obstructive airway disease, bronchiectasis, and asthma. Measurement of IgG may be useful in monitoring patients being treated for IgG monoclonal gammopathies and during replacement with intravenous immunoglobulins. | ​M 0 – 1 mo . 397 – 1765 mg/dL F 0 – 1 mo . 391 – 1737 mg/dL M >1 mo. – 1 yrs 205 – 948 mg/dL F >1 mo. – 1 yrs 203 – 934 mg/dL M >1 – 2 yrs 475 – 1210 mg/dL F >1 – 2 yrs 483 – 1226 mg/dL M >2 yrs 540 – 1822 mg/dL F >2 yrs 552 – 1632 mg/dL | 1 hr. | 4 hrs | 7 days a week | 24 hrs | 0.5 mL (1 microtainer)
452 | IL28B | IL28B Polymorphism | 5.0 mL whole blood collected in an EDTA (lavender-top) tube | Quest Diagnostics | Whole Blood | 90251 | ​​Pegylated Interferon, Ribovirin, IL28 Polymorphism, Interleukin 28B, Hepatitis C, IL28B, Accutype IL28B | LAB3030 | ​Do not eat immediately prior to sample collection. If patient has eaten recently, rinse mouth with plain water. DO NOT FREEZE! Stability: Room temp 8 days Refrig 8 days Frozen UNACCEPTABLE | Real-Time PCR Chain Reaction (RT-PCR) | ​The C polymorphism in rs12979860 is strongly associated with a twofold greater sustained virological response in European, African American, and Hispanic populations. Knowledge of the host genotype of patients infected with HCV will aid in the clinical decision to initiate treatment with PegIFN and RBV. | ​See Lab Report | Not Available | Report available: 2 days | Daily | PM | 2.0 mL minimum (whole blood)
464 | INFPCR | Influenza PCR | Culturette, sterile cup, NP swab or wash, Bronchial wash/lavage | Microbiology TGH Laboratory |  | 87798 | ​Influenza DNA,Influenza A & B PCR​ | LAB2158 | ​The following are acceptable specimens (store at refrigerator temperature after collection): •NP swab transported in universal transport medium (UTM) – also sometimes called viral transport medium •NP aspirate; Bronchial lavage/wash; Sputum; Throat swab – not currently the preferred sample however we will monitor the literature for indications relating to throat swabs. DO NOT use calcium alginate swabs, cotton swabs or wood shafted swabs. | Real Time PCR | ​Detection of influenza A (including H1NA -swine) and B virus infection. This test will detect influenza A and B, however, will not differentiate Influenza A from Influenza A H1N1 (Swine) unless requested. | ​Not detected | Not Available | 48 hrs. | 5 days a week (M-F) | AM | 1 mL
470 | INFAB | Intrinsic Factor Blocking Antibody | Red Top (No Additive) | Quest Diagnostics | Serum | 86340 | ​Intrinsic Factor Antibody​ | LAB857 | ​Sent to reference laboratory. 0.3 mL refrigerated serum. | Radio binding Assay | ​Intrinsic Factor, produced by cells lining the stomach, binds vitamin B12 (cyanocobalamin) to facilitate absorption of the vitamin. Blocking antibody impedes the action of Intrinsic Factor as observed in approximately half of the patients who develop pernicious anemia. | ​NEGATIVE | Not Available | 3 - 5 days | Monday - Friday | AM | 2 mL (4 microtainers)
453 | IMI | Imipramine Level | Red Top (No gel or SST) preferred, Lavender Top (EDTA), Lithium or sodium heparin (Green Top) acceptable | Quest Diagnostics | Serum/ Plasma | 80174 | ​​Tofranil | LAB684 | ​Sent to reference laboratory. 3.0 mL refrigerated serum. Collect at steady state trough concentration. Specimen should be collected >12 hours after dose Do not use serum separator (gel barrier). | Liquid Chromatography, Tandem Mass Spectrometry | ​Imipramine is a tricyclic antidepressant used in the treatment of depressive disorders. The drugs are specifically useful in treatment of autonomous or endogenous depressions. Imipramine is metabolized to desipramine, which is also an active tricyclic antidepressant. Toxicity can lead to arrhythmias, coma, and death. | ​150 – 250 mcg/L | Not Available | Report available: 2 days | Monday - Friday | AM | 1.5 mL serum or plasma minimum. 3.0 mL serum or plasma preferred
469 | INSAUB | Insulin Autoantibody (IAA), Serum | Red Top (No Additive) THIS IS THE ONLY ACCEPTABLE SPECIMEN | Quest Diagnostics Nichols Inst San Juan Capistrano | Serum | 86337 | ​​Human Insulin Antibody | LAB8042 | ​Sent to reference laboratory. Transport at Room temperature. 0.2 mL refrigerated serum (1.0 mL serum preferred) | Radiobinding Assay (RBA) | ​Type 1 diabetes is characterized by lymphatic cell infiltrate to the pancreatic islets. Insulin Antibody is useful in assessing lower titers of autoantibody in patients with diabetes, detecting insulin autoantibody in patients who are "prediabetic," and in detecting autoantibody in patients with other autoimmune disorders. Measurement of GAD-65 ICA-512, and insulin Autoantibody is a highly sensitive means to assess risk and predict onset of Type 1 diabetes. There is a correlation between the number of positive antibodies and the antibody titers versus the severity of the autoimmune process. | ​<0.4 U/mL | Not Available | 3 - 6 days | Sunday, Tuesday, Thursday | PM | 0.2 mL serum
466 | INSCR | Inhibitor Screen Incubation | Light Blue Top (3.2% Sodium Citrate) | Hematology TGH Laboratory | Plasma | 85732 | ​Inhibitor Screen (Circulating Anticoagulant)​ | LAB2213 | ​Plasma stored in an unopened sodium citrate collection tube at room temperature, (20-25°C) must be tested within 4 hours of collection or plasma separated and frozen. Frozen plasma can be stored for 2 weeks at -20° C or -70° C for 12 months. Please note: Whenever possible frozen specimens should be submitted from offsite locations. Whole blood specimens from offsite locations must be transported and ordered as STAT. If specimen cannot be analyzed within an acceptable time frame testing will be cancelled. To centrifuge and freeze plasma: * Verify the specimen is not clotted using applicator sticks * Verify the specimen tube is properly filled * Centrifuge specimen at 5000 RPM for 10 minutes as soon as possible after collection (up to 4 hours). * Label a polypropylene test tube with label that includes a minimum of two unique patient identifiers (such as name and date of birth). * Using a disposable transfer pipette, transfer the plasma (leave about 0.5ml do not disturb the buffy coat) to a labeled test tube. * If available perform platelet count on the plasma to verify platelet count is <10 K/uL * If platelet count is 10K/uL repeat centrifugation process * If multiple specimens collection tubes, do not pool plasma from collection tubes together. * Freeze plasma and transport to the laboratory for testing on dry ice. * Specimen must remain frozen until testing is performed. Criteria for rejecting specimens for testing include: Tubes not properly labeled, filled (+/- 10% of required fill volume), clotted specimens, plasma that is moderately to grossly hemolyzed, plasma that has not been properly stored or tested within defined timeframe, frozen specimen plasma platelet count >10 K/uL or Fibrinogen <35 mg/dL and not clinically indicated. | Clot Detection | ​This test is performed when a PT or PTT is prolonged. The test determines whether the prolongation is due to factor deficiency or inhibitor. | ​N/A – see report for interpretive note by Pathologist | Not Available | Up to 72 hours. Results reviewed by Pathologist | 7 days a week | 24 hours per day | Two 2.7 mL 3.2% Sodium Citrate collection tubes filled to the minimum line OR 3.0 mL frozen plasma
77 | UABT | REFLEX RESULT ANTIBODY TITER | Lavender Top (K2 EDTA) | Florida Blood Services | BLOOD | 86886 | ​ANTIBODY TITER​ | LAB275 | ​Sent to reference laboratory. |  | ​It detects antibodies against RBCs that are present unbound in the patient's serum. The indirect Coombs test isused to screen pregnant women for IgG antibodies that are likely to pass through the placenta into the fetal blood and cause haemolytic disease of the newborn. Not Orderable, Reflex Order​ |  | Not Available | Within 72 hrs. |  | 24 hrs. a day
474 | ISCAB | Islet Cell Antibody Screen with Reflex to Titer | Red Top (No Additive) | Quest Diagnostics Nichols San Juan Capistrano | Serum | 86341 | ​ | LAB517 | ​Sent to reference laboratory. 2 mL refrigerated serum preferred. Specimens will be rejected for gross hemolysis, lipemia, Icteric and those received at room temperature. | Immunofluorescence Assay (IFA) | ​Type 1 diabetes is characterized by lymphocytic cell infiltrate of the pancreatic islets. Measurement of GAD-65, ICA-512, and Insulin Antibody is a highly sensitive means to assess risk and predict onset of Type I diabetes. There is a correlation between the number of positive antibodies and the antibody titers versus the severity of the autoimmune process. | ​Islet Cell Ab Screen - Negative Islet Cell Ab Titer - <1.25 JDF units | Not Available | 5 days | Monday - Thursday | Night | 0.5 mL
471 | IRON | Iron, Serum | Green (Li Heparin)-Preferred, Red (No Additive), Gold (SST) | Chemistry TGH Laboratory | Serum/ Plasma | 83540 | ​​Fe, Fe++ | LAB94 | ​Add on specimens accepted within 5 days | Ferrozine binding technique | ​Iron is required for hematopoiesis and other cellular functions. Deficiencies may be due to inadequate intake, poor absorption, or excessive loss. An important consequence of iron deficiency is microcytic anemia. Iron overload, hemosiderosis, or if there is organ impairment, hemochromatosis, can lead to a wide variety of organ damage. | ​Males 65 - 175 mcg/ dL Females 50 – 170 mcg/dL | Not Available | 4 hrs | 7 days a week | 24 hrs | 1 mL
468 | INSUL | Insulin | Red Top (No Additive) THIS IS THE ONLY ACCEPTABLE SPECIMEN | Quest Diagnostics | Serum | 83525 | ​​ | LAB575 | ​Sent to reference laboratory. 0.5 mL refrigerated serum (1.0 mL serum preferred) Overnight fasting is required. | Immunoassay | ​Insulin is useful in diagnosing hyperinsulinemia in hypoglycemic patients. Hyperinsulinemia may be due to an insulin-producing tumor (insulinoma), syndrome of insulin resistance, or persistent hyperinsulinemia hypoglycemia of infancy. | ​Insulin, Fasting uIU/mL <17 Insulin levels vary widely in specimens taken from non-fasting individuals. | Not Available | 3 - 5 days | Monday - Friday | PM | 0.5 mL serum
475 | JAK2 | JAK2 PCR, Blood | Lavender Top (EDTA) Whole Blood | Flow Cytometry | Whole Blood | 81270 | ​​​JAK2 V617F mutation | LAB2270 | ​Add On: up to 7 days | Real time PCR | ​Mutations in JAK2 have been implicated in polycythemia vera, essential thrombocythemia, myelofibrosis, as well as other myeloproliferative disorders. This mutation (V617F), a change of valine to phenylalanine at the 617 position, appears to render hematopoietic cells more sensitive to growth factors such as erythropoietin and thrombopoietin. | ​Negative for V617F mutation | N/A | 72 hours | Monday through Thursday | AM | 1.5 mL Whole Blood
55 | UAML | AMYLASE, URINE | Sterile, Leakproof, Screw Top Container | Chemistry TGH Laboratory | URINE | 82150 | ​URINE AMYLASE​ | LAB358 | ​Test performed only on urine | Enzymatic rate | ​Urinary amylase is useful in the consideration of macroamylasemia and pseudocyst of the pancreas. With macroamylasemia, only the serum concentration is elevated. With pseudocysts, the urinary concentration remains elevated for weeks after an episode of acute pancreatitis | ​No Reference Range | 1 hr. | 4 hrs | 7 days a week | 24 hrs. | 1 mL Urine
454 | IPF | Immature Platelet Fraction | K2 EDTA, lavender top tube. | Hematology TGH Laboratory | Whole Blood | 85055 | ​​N/A | LAB1925 | * ​Reasons for specimen rejection include: clotted, quantity not sufficient, specimen found to be contaminated with IV fluid. * Add on requests must be completed within 24 hours of collection. | Sysmex XN analyzers flow cytometry methodology. Parameters reported: IPF% | ​IPF can be used to help determine the origin of a thrombocytopenic state by being able to differentiate between bone marrow failure and peripheral blood consumption or destruction. It can further be used to predict platelet count recovery. Increased IPF values are typically seen in patients with idiopathic thrombocytopenic purpura (ITP), thrombotic thrombocytopenic purpura (TTP), with the highest levels being seen in those with autoimmune thrombocytopenia and disseminated intravascular coagulation (DIC). Patients with decreased platelet production such as with leukemia, aplastic anemia, PNH, and those undergoing cytotoxic chemotherapy have an IPF in the low to low normal range. The IPF usually increases before the platelet count and absolute neutrophil count, and therefore may be useful as an indicator of platelet recovery after cytotoxic chemotherapy and recovery and engraftment post-transplant. | ​1.0-7.5% The following interpretive message will accompany the result * Thrombocytopenia with high IPF indicates platelet destruction or consumption. * Thrombocytopenia with low to low normal IPF suggests decreased production or suppression. * IPF value increasing beyond midpoint of reference range following therapy suggests recovery. * Result for IPF may be falsely elevated if the platelet count is less than 10K/uL and therefore should be interpreted with caution. Critical values There are no critical values associated with this test. | 1 hour | 4 hours | 7 days a week | 24 hours a day | Standard collection tube 1.5mL. BD Map microtainer collection tube 0.5mL
387 | UBHCGB | PREGNANCY TEST, HCG,QUALITATIVE, URINE | Sterile, Leak proof, Screw Top Container | Urinalysis TGH Laboratory | URINE | 81025 | ​PREGNANCY TEST​ | LAB2151 | ​First morning voided urine is preferred. Dilute urine may yield false negative results. Add on requests accepted up to 24 hr from collection. | Immunoassay | ​This test is appropriate to detect pregnancy. | ​Negative | 1 hr. | 5 hrs. | 7 days a week | 24 hrs | 1-2 mL
241 | UCRYST | CRYSTAL FLUID | EDTA Lavender top (preferred) or Sterile, Leak proof, Screw Top Container | Urinalysis TGH Laboratory | FLUID | 89060 | FLUID CRYSTALS​ | LAB940 | ​Ideally a wet preparation of the fluid should be examined immediately (within 1 hour of collection). Add on requests accepted. Specimens >4 hrs old at time of analysis will include specimen integrity disclaimer. | Microscopy/Polarized light | ​The most common fluid examined for crystals is synovial fluid. Microscopic examination of synovial fluid is usedto search for pathological crystals i.e. gout - monosodium urate pseudogout - calcium pyrophosphate | ​No Crystals Seen | 1 hr. | 4 hrs | 7 days a week | 24 hrs | 1mL
218 | UDAT | DIRECT ANTIGLOBULIN TEST (DAT)/COOMB'S, SERUM | Lavender Top (K2 EDTA) | Florida Blood Services | BLOOD | 86880 | ​DIRECT COOMBS​ (DAT) | LAB274 |  |  | ​In certain diseases or conditions an individual's blood may contain IgG antibodies that can specifically bind to antigens on the red blood cell (RBC) surface membrane, and their circulating red blood cells (RBCs) can become coated with IgG alloantibodies and/or IgG autoantibodies. Complement proteins may subsequently bind to the bound antibodies. The direct Coombs test is used to detect these antibodies or complement proteins that are bound to the surface of red blood cells. Special Instructions for the following Blood Bank collections: 1. Blood type ABO +RH 2. Coombs Direct (DAT) 3. Rhogam Work-up 4. Type and Screen 5. Type, Screen and Crossmatch Atwo person patient Identification Process is required, one of which must be an RN. The person drawing the blood and the person verifying the patient's identity must ensure that all 4 identifiers on the Laboratory Order Notice (requisition) Patient's Identification Band, and Tube Label match exactly ***All three documents must be the same and complete with no letters, or numbers missing*** The four Identifiers used for Blood Bank specimens are: patient's full & complete name, date of birth, medical record number and patient number. The Accurate Patient Identification Policy (TX 263) must also be followed. Ensure that the patient's verbal information of full name and date of birth also match the 3 written documents stated above. Tubes must be labeled at bedside and in patient's presence and LON must be signed by both staff members performing the identification process. Refer to: 1. Hospital Phlebotomy Procedure TX-70 Section B part II Labeling Blood bank Specimens. 2. Accurate Patient Identification Policy TX-263 |  | Not Available | 4 - 7 days | 7 days a week | 24 hrs | 3 mL
193 | UCL | CHLORIDE, URINE (CL) | Sterile, Leakproof, Screw Top Container | Chemistry TGH Laboratory | URINE | 82436 | ​URINE CHLORIDE​ | LAB374 | ​Test performed only on urine. | Ion-slective electrode |  | ​No Reference Range | 1 hr. | 4 hrs | 7 days a week | 24 hrs | 0.5 mL Urine
235 | UCREA | CREATININE, RANDOM URINE | Sterile, Leak proof, Screw Top Container | Chemistry TGH Laboratory | URINE | 82570 | ​URINE CREATININE​ | LAB384 | ​Test performed only on urine | Colorimetry/ Alkaline Picrate | ​Urinary Creatinine is useful as part of the Creatinine Clearance. | ​No Reference Range | 1 hr. | 4 hrs | 7 days a week | 24 hrs | 1 mL Urine
156 | UCA | CALCIUM (CA), W/O CREATININE, URINE, RANDOM | Sterile, Leakproof, Screw Top Container | Chemistry TGH Laboratory | URINE | 82340 | ​URINE CALCIUM​ | LAB6047 | ​Test performed only on urine | Ion-selective electrode |  | ​No Reference Range | 1 hr. | 4 hrs | 7 days a week | 24 hrs | 1 mL Urine
330 | UAPT | HEMOGLOBIN (HGB), FETAL (APT), FECES | Sterile, Leak proof, Screw Top Container | Urinalysis TGH Laboratory | AMNIOTIC FLUID/ VAGINAL HEMORRHAGE FECES/ GASTRIC ASPIRATE/ VOMITUS | 83033 | ​APT TEST | LAB2036 | ​Acceptable specimens include: amniotic fluid, vaginal hemorrhage feces, gastric aspirate or vomitus. All specimens must be visibly bloody. ​ | Alkali Denaturation of Fetal Hgb | ​The test is used to differentiate swallowed blood syndrome from gastrointestinal hemorrhage in newborns. | ​See report | 1 hr. | 4 hrs | 7 days a week | 24 hrs | 2 mL, 2 grams
479 | KAP24H | Kappa, 24 hr. Urine | 24 hr Urine Container | Chemistry TGH Laboratory | Urine | 83883 | ​​Light chain | LAB2215 | ​Collect urine without preservative. Refrigerate during and after collection. Do not include first morning specimen; collect all subsequent voidings. The last sample collected should be the first morning specimen voided the following morning at the same time as the previous mornings first voiding. | Nephelometry |  | ​< 1.85 mg/dL | Not Available | 2 days | 5 days a week (M - F) | AM | 24 hour Urine specimen
508 | KEPPRA | Levetiracetam, Serum/ Plasma | Red Top (No Additive) preferred, Lavender Top (K2EDTA) | Quest Diagnostics | Serum/ Plasma | 80299 | ​​Keppra | LAB477 | ​Sent to reference laboratory. 0.5 mL refrigerated serum | Liquid Chromatography | ​Levetiracetam is an anticonvulsant used as adjunct therapy to treat adult partial seizures. As multiple anticonvulsants are administered, it is important to monitor its level to (1) optimize therapy, (2)assure compliance, and (3) to avoid toxicity. | ​Drug Dosage Trough Peak mg BID mcg/mL cg/mL 500: 3.1-10.0 10.0-25.0 1000: 4.9-37.1 30.0-40.0 1500: 7.0-34.0 36.1-70.0 Toxic level not established Detection limits 1.0-80.0 mcg/mL | Not Available | 4 - 7 days | Monday - Friday | AM | 1.5 mL (3 microtainers)
476 | JO1AB | Jo-1 Antibody, Serum | Red Top (No Additive) | Quest Diagnostics | Serum | 86235 | ​​ | LAB2214 | ​Sent to reference laboratory. Overnight fasting is preferred. 0.5 mL refrigerated serum. | Immunoassay | ​Jo-1 Antibody occurs most frequently (31%) in patients with polymyositis, but has also been found in patients with dermatomyositis, and the polymyositis/Scleroderma overlap syndrome (PM/SCL) or polymyositis/systemic lupus erythematosus overlap syndrome (PM/SLE). | ​JO-1 ANTIBODY index REFERENCE RANGE INDEX VALUES < OR = 1.00 = NEGATIVE INDEX VALUES > 1.00 = POSITIVE | Not Available | 3 - 5 days | Monday - Saturday | AM | 1.5 mL (3 microtainers)
486 | KOHS | Potassium Hydroxide (KOH) Smear | Sterile, Leak proof, Screw Top Container | Microbiology TGH Laboratory | Hair, Skin and Nails | 87220 | ​KOH Prep​aration | LAB251 | ​KOH Prep limited to hair, skin, and nail specimens. For a routine fungal stain on any specimen EXCEPT hair, skin, or nails see Gram Stain. | Microscopy | ​Used to determine the presence of fungi in skin, nails or hair. For the diagnosis of keratomycosis, direct examination may have a higher yield than culture because of the presence of dead organisms in the tissue. |  | 1 hr. | 8 hrs. | 7 days a week | 24 hrs | 1 nail, 1 mm skin scrapings, or 3-4 hairs.
20 | KINS | Acid Fast Bacilli (AFB) Smear (Kinyoun Smear) | Sterile, Leak proof, Screw Top Container | Microbiology TGH Laboratory |  | 87206 | Kinyoun Smear AFB;AFB Smear, Direct from Specimen​ | LAB266 | Kinyoun stain for AFB done directly from the specimen. Recommend routine AFB smear and culture as follow up for increased sensitivity. Air dry. DO NOT use fixative. | Direct Stain Microscopy | Certain circumstances warrant using the less sensitive, direct Kinyoun AFB stain. Patients in the ER with suspected TB may need a STAT direct smear performed to place the person in isolation and protect hospital personnel. A direct stain detects only 50% of positive AFB cultures. | No AFB seen | 2 hrs. | 24 hrs. | 7 days a week | 24 hrs. a day | Urine: 10 mL Pulmonary or gastric: 3 mL
487 | KPCC | Culture, CRE Screening | Sterile, Leak proof, Screw Top Container or Culturette | Microbiology TGH Laboratory |  | 87081 | ​Hodge Test,Kleb Pneumoniae Carbapenanase Cult​ure | LAB2087 | ​Detection of colonization should include a rectal swab | Conventional Culture | ​Klebsiella pneumoniae organisms have developed carbapenem resistant isolates that are designated as KPC. | ​Negative for KPC | Not Available | 2 - 4 days | 7 days a week | 24 hrs | 1 mL OR 1 Culturette
483 | KS24H | 17-KETOSTEROIDS,24 HR URINE | 24 hr Urine Container | Quest Diagnostics | Urine | 83586 | ​​​ | LAB350 | ​Sent to reference laboratory. 10 mL refrigerated 24hr urine. Urine must contain 30 mL 6N HCl during collection 24 hour collection preferred but random specimen is acceptable.Reference ranges do not apply. | Colorimetric with Modified Zimmerman Reaction | ​This test may be performed when any of the disorders associated with abnormal levels of the "male" steroid sex hormones (androgens) are suspected. | ​< 1.0 mg/24 hrs < 1 year < 2.0 mg/24 hrs 1-_4 years < 3.0 mg/24 hrs 5-_8 years 3.0-10.0 mg/24 hrs 9-12 years 5.0-12.0 mg/24 hrs 13-16 years Females 6.0-15.0 mg/24 hrs > 16 years Males 9.0-22.0 mg/24 hrs 17-20 years 8.0-20.0 mg/24 hrs > 20 years If age and sex are not provided 6.0-20.0 mg/24 hrs Default | Not Available | 4 - 7 days | Monday - Thursday, Sunday | PM | 24 hr Urine
494 | LAM24H | Lambda, 24 hr. Urine | 24 hr Urine Container | Chemistry TGH Laboratory | Urine | 83883 | ​​Light chain | LAB2218 | ​Collect urine without preservative. Refrigerate during and after collection. Do not include first morning specimen; collect all subsequent voidings. The last sample collected should be the first morning specimen voided the following morning at the same time as the previous mornings first voiding | Rate Nephelometry |  | ​< 5.00 mg/dL | Not Available | Within 72 hrs. | 5 days a week (M-F). Not performed on holidays | AM | 24 hour Urine specimen
497 | LAMO | Lamotrigne Level, Serum/ Plasma | Red Top (No Additive) preferred, Lavender Top (K2EDTA) | Quest Diagnostics | Serum/ Plasma | 80299 | ​​Lamactil | LAB475 | ​Sent to reference laboratory. 0.5 mL refrigerated serum /plasma. Draw 1/2-1 hour before next dose at steady state. Do not use gel barrier tubes. No SST tubes | Liquid Chromatography | ​Lamotrigne is an anticonvulsant drug used as adjunctive treatment for refractory partial seizures. | ​4.0-18.0 ug/mL Detection limit: 0.2 ug/mL | 45 Minutes | 4 - 7 days | Monday - Friday | AM | 1.5 mL (3 microtainers)
491 | LA | Lactic Acid, Plasma | Gray Top (Sodium Fluoride) | Chemistry TGH Laboratory | Blood | 83605 | ​​Lactate | LAB95 | ​Send to lab on ice. Specimen should be separated and frozen for transfer to the lab | Enzymatic, colorimetry | ​Lactic Acid is the end product of the anaerobic metabolism of glucose. The blood Lactic Acid concentration is affected by its production in muscle cells and erythrocytes and it rate of metabolism in the liver. During exercise, blood lactate can increase up to ten times of normal levels. | ​0.5 - 2.2 mMol/L | 1 hr. | 1 hr. | 7 days a week | 24 hrs | 3 mL
203 | LBCHRO | Chromosome Analysis, Leukemic Blood | Green Top (Sodium Heparin) | Genzyme Genetics |  | 88237 | ​​Karyotype, Leukemic Blood | LAB2597 | ​Sent to reference laboratory.Orderable by Pathology Only​ Floor / client must fill out GENZYME form with the following information - Specimen draw date, Patient name, DOB, Ethnicity / Race, Weight, Number of fetuses in this pregnancy, Gestational age of pregnancy, preferably by ultrasound. Complete patient history. | Culture, Microscopy, Karyotype | ​Chromosome analysis of leukemic blood aids in diagnosis of hematologic disorders. | ​See Report | Not Available | 5 - 7 days | 5 days a week (M-F). Not performed on holidays | A.M. | Adult: 5 mL Child or infant: 2 mL
501 | LEADBL | Lead, Blood | Lavender Top (K2 EDTA) (Child) or Royal Blue Top (Adult) (EDTA) | Quest Diagnostics |  | 83655 | ​​ | LAB98 | ​Sent to reference laboratory. 0.2 mL capillary or 1mL refrigerated whole blood (EDTA). | Atomic Absorption Spectrometry | ​Blood Lead is useful in detecting industrial, dietary, and accidental exposure to lead and to monitor detoxification therapy. Children are especially susceptible to neurologic damage from lead and acute neurologic toxicity may develop without previous symptoms. | ​Lead, Blood mcg/dL INTERPRETATION OF BLOOD LEAD TEST RESULTS: Age: 6 years or older: 10 mcg/dL or less Less than 6 years: CDC CLASS BLOOD LEAD CONCENTRATION (mcg/dL) I <10 IIA 10-14 IIB 15-19 III 20-44 IV 45-69 V >69 | Not Available | 4 - 7 days | Monday - Saturday | AM | 0.5 mL (1 microtainers)
498 | LATEX | Radioallergosorbent (Rast), Latex IgE, Serum | Red Top (No Additive) | Quest Diagnostics | Serum | 86003 | ​Latex Rast;Latex Hevea braziliensis (K82) IgE​ | LAB1737 | ​Sent to reference laboratory. 0.2 ml refrigerated serum | Immunoassay | ​Test is used to detect Latex Allergies | ​Accompanies report | Not Available | 4 - 7 days | Monday - Friday | AM | 1mL (2 microtainers)
187 | LCRCLB | Chlamydia Trachomatis, NAA | Probetec Transport Swab or Urine | Esoteric TGH Laboratory |  | 87491 | ​Chlamydia by Nucleic Acid Amplification; Chlamydia LCR W/Spec Type;Chlamydia LCR​ | LAB2260 | ​Collection swabs available in laboratory; Pink swab - female; Blue swab - male Use first stream urine ro optimal sensitivity. | Nucleic Acid Amplification | ​C. trachomatis infections are the leading cause of sexually transmitted diseases in the United States. C.trachomatis is known to cause cervicitis, pelvic inflammatory disease (PID), infant conjunctivitis, infant pneumonia, urethritis, epididymitis and proctitis. It is also the most frequent cause of non-gonococcal urethritis in men. Among women, the consequences of chlamydial infections are severe if left untreated. Approximately half of chlamydial infections are asymptomatic. | ​C trachomatis DNA NOT DETECTED | Not Available | 48 hrs | 5 days a week (M-F). Not performed on holidays | A.M. | 15 mL Urine
186 | LCRGEN | Chlamydia and Gonococcus, NAA | Probetec Transport Swab or Urine | Esoteric TGH Laboratory |  | 87591 87491 | ​GC andChlamydia by LCR,Chlamydia and GC by Nucleic Acid Amplification​ | LAB2121 | ​Collection swabs available in laboratory, Use first stream urine for optimal collection. | Nucleic Acid Amplification | ​C. trachomatis infections are the leading cause of sexually transmitted diseases in the United States. Neisseria Gonorrhea (Gonococci) is the causative agent of gonorrhea. In men, this disease generally results in anterior urethritis accompanied by purulent exudate. In women, the disease is most often found in the cervix, but the vagina and uterus may also be infected. It is known to cause Cervicitis, Pelvic Inflammatory Disease (PID), Infant Conjunctivitis, Infant Pneumonia, Urethritis, Epididymitis and Proctitis. It is also the most frequent cause of non-gonococcal urethritis in men. Among women, the consequences of chlamydial infections are severe if left untreated. Approximately half of chlamydial infections are asymptomatic. | ​C. trachomatis DNA, NOT DETECTED N gonorrhoeae DNA NOT DETECTED | Not Available | 48 hrs. | 5 days a week (M-F). Not performed on holidays | A.M. | 15 mL Urine
489 | LDH | Lactate Dehydrogenase (LDH), Serum | Green (Li Heparin)-Preferred, Red Top (No Additive), Gold Top (SST) | Chemistry TGH Laboratory |  | 83615 | ​​LDH | LAB96 | ​Add on specimens accepted within 4 days (separated from cells) | Enzymatic | ​Lactate Dehydrogenase (LD) is an enzyme that is present in many different organs and tissues. The main use for LDH is as a general indicator of the existence and severity of acute or chronic tissue damage and, sometimes, as a monitor of progressive conditions. | ​125 - 220 U/ L | 1 hr. | 4 hrs | 7 days a week | 24 hrs | 0.5 mL (1 microtainer)
355 | LCRGCB | Gonorrhea (GC) by LCR | Probetec Transport Swab or Urine | Esoteric TGH Laboratory |  | 87591 | ​GC by Nucleic Acid Amplification​, Gonorrheae LCR W/Spec Type | LAB2261 | ​Collection swabs available in laboratory: Pink swab - female; Blue swab – male use first stream urine for optimal sensitivity. | Nucleic Acid Amplification | ​Neisseria Gonorrhoeae (Gonococci) is the causative agent of gonorrhoeae. In men, this disease generally results in anterior urethritis accompanied by purulent exudate. In women, the disease is most often found in the cervix, but the vagina and uterus may also be infected. | ​N. gonorrhoeae DNA, SDA NOT DETECTED | Not Available | 48 hrs | 5 days a week (M-F). Not performed on holidays | A.M. | 15 mL Urine
504 | LGNAB | Legionella Antibody | Red Top (No Additive) | Quest Diagnostics | Serum | 86713 | ​Legionella IgG Antibody​ | LAB476 | ​Sent to reference laboratory. 0.2 mL refrigerated serum. | Immunofluorescence Assay | ​Legionnaire's disease is associated with pneumonia and other illnesses. Seroconversion may be delayed and cross-reactivity with other organisms limits the application of serology in clinical care. | ​ Legionella Ab (IgG) titer 64 OR LESS (UNEXPOSED) A single or standing titer of greater than or equal to 256 may indicate past infection or exposure to Legionella. A fourfold or greater rise in titer between the acute phase (within the first week) and convalescent phase (3-6 weeks after onset) of illness provides serological evidence of a recent Legionella infection. | Not Available | 7 - 10 days | Tuesday, Thursday | AM | 1mL (2 microtainers)
507 | LEUC | Leucine Amino Peptidase (LAP) | Red Top (No Additive) | Quest Diagnostics | Serum | 83670 |  | LAB1044 | ​Sent to reference laboratory. 0.2 mL refrigerated serum | Colorimetric | ​LAP may be useful as a marker of hepatic and pancreatic carcinoma. LAP may also be useful as a marker of early tubular (renal) injury in diabetes and as an indicator of SLE activity. | ​Leucine Amino peptidase U/mL: 1.0-3.3 | Not Available | 7 - 14 days | Wednesday | AM | 1mL (2 microtainers)
505 | LGNPCR | Legionella pneumophila, PCR | See special instructions | Esoteric TGH Laboratory |  | 87541 | ​Legionella​PCR | LAB9541 | Sterile, Screw Top Container or Lavender top (EDTA) ​ | Real Time PCR | ​L. pneumophila is one of the agents of community acquired pneumonia. PCR testing provides the most sensitive method for detecting L. pneumophila. It will detect all of the serogroups. | ​Negative for the presence of L. pneumophila DNA | Not Available | 48 hrs. | 7 days a week | PM | 0.25 mL (BAL, BW). 3mL Lavender Top
503 | LEGC | Culture, Legionella | Sterile, Leak proof, Screw Top Container | Microbiology TGH Laboratory |  | 87081 | ​​ | LAB902 | ​A negative result does not exclude the possibility of infection with Legionella pneumophila or other Legionella species in the patient. Sample collection and preparation are critical steps in the testing procedure. Collecting the sample at an improper time during the course of the disease, by an inappropriate method or with improper handling of the specimen can result in failure to detect Legionella pneumophila. Diagnosis should be made in conjunction with clinical symptoms. | Conventional Culture | ​Legionnaire's disease is associated with pneumonia and other illnesses. Culture has approximately 80% sensitivity and 100% specificity. The organism causes a multi-system disease that is primarily manifested as pneumonia. The main clinical importance of this organism is that it may appear in epidemic form with a high mortality rate. This may be aided by the fact that it is not susceptible to the usual therapeutic agents. Early treatment with erythromycin often leads to a cure. | ​No growth of Legionella | Not Available | 7 days | 7 days a week (M-S) | 24 hrs | 2 mL
506 | LEGS | LEGIONELLA PNEUMOPHILA ANTIGEN, DFA | Sterile, Leak proof, Screw Top Container | Microbiology TGH Laboratory |  | 87278 | LEGIONELLA SMEAR | LAB2089 | ​A negative result does not exclude the possibility of infection with Legionella pneumophila or other Legionella species in the patient. Sample collection and preparation are critical steps in the testing procedure. Collecting the sample at an improper time during the course of the disease, by an inappropriate method or with improper handling of the specimen, can result in failure to detect Legionella pneumophila. Diagnosis should be made in conjunction with clinical symptoms. | Direct Fluorescence Assay (DFA) | ​Legionnaire's disease is associated with pneumonia and other illnesses. Antigen Detection by DFA is often used in conjunction with culture. The organism causes a multi-system disease that is primarily manifested as pneumonia. The main clinical importance of this organism is that it may appear in epidemic form with a high mortality rate. This may be aided by the fact that it is not susceptible to the usual therapeutic agents. Early treatment with erythromycin often leads to a cure. | ​Negative for Legionella | Not Available | 24 hrs | 7 days a week (M-S). | PM | 2 mL
522 | LH | Luteinizing Hormone (LH), Blood/ Serum | Green (Li Heparin)-Preferred, Red Top (No Additive), Gold Top (SST) | Chemistry TGH Laboratory |  | 83002 | ​​ | LAB87 | ​Add on specimens accepted within 5 days | Paramagnetic particle, Immunochemiluminometric assay | ​LH is useful in evaluating gonadal dysfunction and assessing ovulation and infertility. LH is often interpreted with other laboratory tests such as Follicle Stimulating Hormone (FSH). | ​ Males: 0.57 – 12.07 mIU/mL Mid Follicular Phase: 1.80 – 11.78 mIU/mL Mid-Cycle Peak: 7.59 – 89.03 mIU/mL Mid -Luteal Phase: 0.56 – 14.00 mIU/mL Postmenopausal F: 5.16 – 61.99 mIU/mL | Not Available | 4 hrs | 7 days a week | 24 hrs | 1mL (2 microtainers)
502 | LEGT | LEGIONELLA PNEUMOPHILA ANTIGEN, URINE | Sterile, Leak proof, Screw Top Container | Microbiology TGH Laboratory | urine | 87899 | ​ LEGIONELLA ANTIGEN​ | LAB2868 | ​The samples can be stored at room temperature (15-30 degrees C) if assayed within 24 hours of collection. Alternatively, specimens may be stored at 2-8 degrees C for up to 14 days or at -10 to -20 degrees C for longer periods before testing. Boric acid may be used as a preservative. When necessary, urine specimens should be shipped in leak-proof containers at 2-8C or frozen. | Enzyme Immunoassay (EIA) | ​Legionella Urinary Antigen is useful in conjunction with other laboratory tests in the diagnosis of Legionnaire's disease. Legionella Urinary Antigen may be identified for months after recovery. The organism causes a multi-system disease that is primarily manifested as pneumonia. The main clinical importance of this organism is that it may appear in epidemic form with a high mortality rate. This may be aided by the fact that it is not susceptible to the usual therapeutic agents. Early treatment with erythromycin often leads to a cure. Infection due to Legionella cannot be ruled out since other serogroups and species may cause disease, antigen may not be present in urine in early infection, and the level of antigen present in the urine may be below the detection limit of the test. | ​Presumptive negative for L. pneumophila serogroup 1 antigen in urine, suggesting no recent or current infection. | 1 hr | 8 hrs | 7 days a week | 24 hrs | 2 mL Urine
288 | UELEC | ELECTROLYTES, URINE | Sterile, Leak proof, Screw Top Container | Chemistry TGH Laboratory | URINE | 84300 84133 | ​URINE ELECTROLYTES​ | LAB565 | ​Test performed only on urine Na+,K+,Ca++,Cl- | Electrochemistry (ion-selective electrode) |  | ​No reference Range | 1 hr. | 4 hrs | 7 days a week | 24 hrs | 1 mL Urine
291 | UELUT | ELUTION | Lavender Top (K2 EDTA) | Oneblood | BLOOD | 86860 | ​ELUTION​ | LAB1281 | ​Sent to reference laboratory. |  | ​Not Orderable, Reflex Order​ |  | Not Available | Within 72 hrs. | 7 days a week | 24 hrs
379 | UGLUC | GLUCOSE, RANDOM URINE | Sterile, Leakproof, Screw Top Container | Chemistry TGH Laboratory | URINE | 82945 | ​URINE GLUCOSE​ | LAB2201 | ​Test performed only on urine | Oxygen Sensor | ​Glucose measurement in urine is a common test for detection and monitoring diabetes mellitus. |  | 1 hr. | 4 hrs | 7 days a week | 24 hrs | 1 mL Urine
481 | UKAP | KAPPA URINE | Sterile, Leak proof, Screw Top Container | Chemistry TGH Laboratory | URINE | 83883 | ​URINE KAPPA​ (Light Chain) | LAB2217 |  | Nephelometry |  | ​<1.85 mg/dL | Not Available | Within 72 hrs. | 5 days a week (M - F), not performed on holidays | AM | 1 mL Urine
353 | UGOCBB | OCCULT BLOOD GASTRIC FLUID | Sterile, Leak proof, Screw Top Container | Urinalysis TGH Laboratory | GASTRIC FLUID | 88271 | ​GASTRIC OCCULT BLOOD​ | LAB2863 | ​Sources can include gastric aspirate or vomitus. Add on requests accepted within 24 hrs of collection. | Gastroccult | ​This is a screen to detect occult blood in gastric specimen. | ​Negative | Not Available | 4 hrs | 7 days a week | 24 hrs | 0.5 mL
588 | UOSMO | OSMOLALITY, URINE | Sterile, Leak proof, Screw Top Container | Chemistry TGH Laboratory | URINE | 83935 | ​URINE OSMOLALITY​ | LAB420 |  | Freezing point depression | ​Urinary osmolality may be useful in assessing the concentrating ability of the kidneys. Urinary osmolality is dependent upon dietary intake of salts and water. | ​300-900 mOsm/Kg | 1 hr. | 4 hrs | 7 days a week | 24 hrs | 1 mL
457 | UIEP | IMMUNOELECTROPHORESIS, URINE | Sterile, Screw Top Container or 24 hr urine container | Chemistry TGH Laboratory | URINE | 83883(x2), 86335 | ​​URINE IMMUNOELECTROPHORESIS​ (Bence-Jones Protein) | LAB2157 |  | Electrophoresis | ​Protein electrophoresis evaluates the major protein fractions found in urine. It normally includes albumin, and often faint bands of alpha1 and beta globulin. Urinary protein electrophoresis is useful in classifying the type of renal damage, if present. Immunofixation is useful in characterizing M-components observed in the protein electrophoresis and in identifying light-chain disease. Includes Kappa, Lambda, Qualitative IEP (IFE). |  | Not Available | Within 72 hrs. | Monday - Friday, not performed on holidays | AM | 10 mL Urine
509 | LHFSH | FOLICLE STIMULATING HORMONE (FSH) AND LH, SERUM | Green (Li Heparin) - Preferred, Red Top (No Additive), Gold Top (SST) | Chemistry TGH Laboratory |  | 83002 | ​LH/FSH​ | LAB2834 | ​Add on specimens accepted within 5 days | Paramagnetic particle immunochemiluminometric assay | ​FSH/LH testing is useful in evaluating gonadal dysfunction and in the diagnosis and management of infertility. See individual assays for further information. | ​See individual assays | Not Available | 4 hrs | 7 days a week | 24 hrs | 2 mL (4 microtainers)
482 | UKETO | KETONES, URINE SCREEN | Sterile, Leak proof, Screw Top Container | Urinalysis TGH Laboratory | URINE | 81003 | ​URINE KETONES​ (ACE Test) | LAB403 | ​Transport to laboratory promptly following collection. Add on requests accepted up to 4 hours from collection. | Reagent Test Strip | ​Urine ketones are useful as a monitor in known diabetics. | ​Negative | 1 hr. | 4 hrs | 7 days a week | 24 hrs | 1 mL Urine
516 | LIPE | Lipoprotein Electrophoresis | Red Top (SST) | Quest Diagnostics | Serum | 82465, 82664, 84478 | ​​ | LAB100 | ​Fasting for at least 12 hours is required. 2.0 mL refrigerated serum (do not freeze) | Electrophoresis | ​Lipoproteins are the molecules which carry cholesterol and triglycerides throughout the body. They are both vital to daily bodily functions like building cell membranes, hormones, and providing energy to body tissue. However, an excess of either, in particular cholesterol, can put a person at serious risk for cardiovascular disease. | ​Interpretative Report | Not Available | Report available: next day | Tuesday, Thursday | AM | 2.0 mL serum, minimum
512 | LIP | Lipase, Serum | Green (Li Heparin)-Preferred, Red Top (No Additive), Gold Top (SST) | Chemistry TGH Laboratory |  | 83690 | ​​ | LAB99 | ​Add on specimens accepted within 5 days | Enzymatic rate | Lipase is an enzyme produced almost exclusively from pancreatic acinar cells. As such, lipase is a sensitive and specific marker of acute pancreatic injury.​ | ​8-78 U/L | 1 hr. | 4 hrs | 7 days a week | 24 hrs | 0.5 mL (1 microtainer)
601 | UFPH | PH, STOOL, FECAL | Sterile, Leak proof, Screw Top Container | Quest Diagnostics | FECES | 83986 | ​FECAL PH​ | LAB109 | ​Sent to reference lab | Color comparison | ​Stool pH is useful in screening for carbohydrate and fat malabsorption. | ​pH 4.6 to pH 8.8 | Not Available |  |  |  | 3-5 grams of fresh stool (2 spoonfuls)
580 | UFOCBB | OCCULT BLOOD, GUAIC METHOD, FECES | Sterile, Leak proof, Screw Top Container | Urinalysis TGH Laboratory and Brandon Healthplex Laboratory | Feces | 82270 | ​FECAL OCCULT BLOOD​​GUAIC | LAB694 | ​Formed Feces Only. Avoid collecting samples during or in the first three days of menstruation. Food and vitamins to avoid before sample collection include: red meat, vitamin C (>250 mg/day), aspirin or other non-steroidal drugs. Add on requests accepted up to 24 hr from collection. | Guaic Method | ​This test screens for the presence of hemoglobin (Blood) in fecal samples. | ​Negative | Not Available | 4 hrs | 7 days a week | 24 hrs | 1-2 grams
326 | UFWRT | FECAL LEUKOCYTES (WBC), STOOL | Sterile, Leak proof, Screw Top Container | Urinalysis TGH Laboratory | STOOL | 89055 | ​FECAL WRIGHT STAIN WBC STOOL | LAB265 | ​Watery stools only. Formed specimens are not acceptable and will be rejected. Must be freshly voided specimen to avoid cell deterioration. Add on testing accepted up to 4 hrs from collection time. | Microscopy | ​The presence of leukocytes is an indicator of inflammation. | None Seen | Not Available | 4 hrs | 7 days a week | 24 hrs | 2 grams
575 | UNICO | NICOTINE/COTININE, LC/MS/MS, URINE | Sterile, Leak proof, Screw Top Container | Quest Diagnostics | URINE | 83887 | ​NICOTINE COTININE​ | LAB3477 | ​1.0 ml frozen urine | LC/MS/MS |  | ​Nicotine Smokers 200-700 ng/mL Nonsmokers ≤17 ng/mL Cotinine Smokers 300-1300 ng/mL Nonsmokers ≤20 ng/mL | Not Available | Report available: 4 days | Monday-Wed-Friday | PM | 0.5 mL Urine, minimum. 1.0 mL Urine, preferred
294 | UEO | WRIGHT STAIN SMEAR (EOSINOPHIL), URINE | Sterile, Leak proof, Screw Top Container | Urinalysis TGH Laboratory | URINE | 89190 | URINE EOSINOPHIL SMEAR | LAB2862 | ​Send fresh urine less than 3 hrs old. First morning void is preferred | Manual Microscopy | ​This is a test used to screen for drug induced interstitial nephritis. | ​None seen | Not Available | 4 hrs |  | 24 hrs | 10 mL Urine
517 | LI | Lithium level, Serum | Red Top (No Additive) ONLY | Chemistry TGH Laboratory | Serum | 80178 | ​​ | LAB29 | ​Collect as a trough. Add on specimens accepted within 72 hours. | Spectrophotometry | ​Lithium is used to treat manic-depressive disorders and the manic phase of affective disorders, including mania. The therapeutic window is relatively small. Therapeutic drug monitoring is useful to optimize dose and avoid toxicity. | ​1.0 - 1.2 mEq/L | 1 hr. | 4 hrs | 7 days a week | 24 hrs | 1 mL (2 microtainers)
511 | LIDO | Lidocaine Level | Green (Li Heparin)-Preferred, Red Top (No Additive), Gold Top (SST) | Chemistry TGH Laboratory |  | 80176 | ​​Xylocaine | LAB685 | ​Collect as a trough. Add on specimens accepted within 48 hours. | Enzyme Immunoassay | ​Lidocaine is a cardiac antiarrhythmic drug. Therapeutic drug monitoring is used to optimize dose and avoid toxicity. | ​1.5 - 5.0 ug/mL | 2 hrs. | 4 hrs | 7 days a week | 24 hrs | 1 mL (2 microtainers)
249 | URCYST | CYSTINE, RANDOM URINE, QUANTITATIVE, URINE | Sterile, Leak proof, Screw Top Container (Urine Vial) | Quest Diagnostics | URINE | 82131 | ​CYSTINE, RANDOM URINE​ QUANTITATIVE | LAB387 | ​Specimen must be frozen. Do not thaw. Transport frozen. Do not use preservatives. Urine with pH less than 2.0 will be rejected. Patient age is required for correct reference range. Catheterized urine or first void clean catch urine or Random clean catch urine. 1.8 mL frozen urine. 6017 | Liquid Chromatography Mass Spectrometry | ​Cystinuria is an autosomal recessive disease in which dibasic amino acids, including cystine, are excreted inexcess. Cystine kidney stones account for approximately 1-3% of all kidney stones. Age of onset is often younger than other types of kidney stones and the recurrence is approximately one-third. | ​Accompanies report | Not Available | 5 days | Tuesday, Thursday | A.M. | 0.5 mL Urine: 1.8 mL preferred
565 | UMYO | MYOGLOBIN, URINE, RANDOM | Sterile, Leak proof, Screw Top Container | Chemistry TGH Laboratory | URINE | 83874 | ​URINE MYOGLOBIN​ | LAB412 |  | Chemiluminescence | ​The breakdown of skeletal muscle (rhabdomyolysis) releases myoglobin. Very high concentrations of myoglobin may increase the risk of acute renal failure. |  | 1 hr. | 4 hrs | 7 days a week | 24 hrs | 2 mL Urine
346 | UFKALA | FREE KAPPA/LAMBDA LT CHAINS/RATIO, QUAN, URINE | Sterile, Leak proof, Screw Top Container | Chemistry TGH Lab | Urine | 83883 x2 | KAPPA/LAMBDA FREE W/RATIO, URINE​ | LAB734 | ​ | Turbidometric | Measurement of free light chains aid in the diagnosis and monitoring of multiple myeloma, lymphocytic neoplasms, Waldenstrom's macroglobulinemia, AL amyloidosis, light chain disposition disease and connective tissue diseases such as systemic lupus erythematosus (SLE) in conjunction with other laboratory and clinical findings. | ​Measured Kappa Chains 0.72 - 32.90 mg/L Measured Lambda Chains 0.72 - 3.79 mg/L | Not available | 48 hours | Monday – Friday, excluding holidays | A.M. | 0.5 mL
496 | ULAMB | LAMBDA, URINE | Sterile, Leak proof, Screw Top Container | Chemistry TGH Laboratory | URINE | 83883 | ​URINE LAMBDA​ (Light Chain) | LAB2220 | ​ | Rate Nephelometry |  | ​<5.00 mg/dL | Not Available | Within 72 hrs. | Monday - Friday, not performed on holidays | AM | 1 mL Urine
519 | LKMAB | Liver Kidney Microsomal (LKM) Antibody, Serum | Red Top (No Additive) | Quest Diagnostics | Serum | 86376 | ​​Liver Kidney Microsome (LKM-1) Antibody (IgG) | LAB2223 | ​Sent to reference laboratory. 0.3 mL refrigerated serum. | Enzyme Immunoassay | ​The presence of LKM-1 antibodies can be used in conjunction with clinical findings and other laboratory tests to aid in the diagnosis of autoimmune liver diseases such as autoimmune hepatitis (AIH-2). | ​LKM-1 Antibody (IgG) U <=20.0 NEGATIVE 20.1-24.9 EQUIVOCAL >=25.0 POSITIVE | Not Available | 4 - 7 days | Tuesday, Thursday | AM | 1mL (2 microtainers)
473 | UFE24H | IRON, 24 HR URINE | 24 hr Urine Container | Quest Diagnostics | URINE | 83540 | ​IRON,URINE 24 HOUR​ | LAB2159 | ​Sent to reference laboratory. 6 mL refrigerated urine Instructions: Collect without preservative. Please specify on the request form and on the urine container the total 24-hour urine volume, or indicate random urine. | Atomic Absorption (AA) |  | ​Accompanies report | Not Available | 4 - 7 days | Tuesday, Thursday | PM | 24 hr Urine
529 | LQTPEX | LYMPHOCYTE QUANTITATION, W/CD 19 20, BLOOD, WHOLE | Lavender Top (K2 EDTA) | Esoteric TGH Laboratory |  | 88184 | ​ LYMPHOCYTE QUANT - TRANSPLANT PANEL​ | LAB2227 |  | Flow Cytometry | ​Immunophenotypic analysis may assist in evaluating cellular immunocompentency in suspected cases of primary and secondary immunodeficiency states. | ​%CD3: 0.62 - 0.81 Absolute CD3: 700 - 3300 mm3 %CD19: 0.04 - 0.20 %CD20: 0.04 - 0.20 | Not Available | 24 hrs. | 7 days a week | AM | 0.5 mL (1 microtainer)
528 | LQTP | LYMPHOCYTE QUANTITATION, TRANSPLANT, BLOOD, WHOLE | Lavender Top (K2 EDTA) | Esoteric TGH Laboratory | Whole Blood | 86359 | ​ LYMPHOCYTE QUANT - TRANSPLANT PANEL​ | LAB2226 |  | Flow Cytometry | ​Immunophenotypic analysis may assist in evaluating cellular immunocompentency in suspected cases of primary and secondary immunodeficiency states. | ​% CD 3:0.62 - 0.81 Absolute CD3: 700 - 3300/ mm3 | Not Available | 24 hrs. | 7 days a week | AM | 0.5 mL (1 microtainer)
123 | VABGL | BLOOD GAS WITH ELECTROLYTES | ABG Heparinized Syringe | Respiratory TGH Laboratory | BLOOD | See individual | ​ABG BLODD GAS WITH ELECTROLYTES​ | LAB2617 | ​Send specimens to tube station #43. | Specific Electrodes | ​Arterial blood gases are performed to evaluate oxygen and carbon dioxide exchange, respiratory function, and some aspects of acid-base balance. | ​PO2: >75 mm Hg PCO2: 3.5-45 mm Hg pH: 7.35-7.45 pH Units O2 Sat: >95 % BE OR BD: -2 TO +2 HCO3: 24-27 meq/L Na+: 135-148 mmol/L K+: 3.7-5.3 mmol/L CA++: 1.15-1.38 mmol/L Cl-: 100-112 mmol/L Glucose: 85-125 mmol/L | 10 min. | 45 min. | 7 days a week | 24 hrs. | 1 mL
121 | VABGCL | BLOOD GAS-COOX-ELECTROLYTES | ABG Heparinized Syringe | Respiratory TGH Laboratory and Brandon Healthplex Laboratory | BLOOD | 82803, 82375, 85018, 82805, 82435, 84132, 84295, 82947, 82330 | ​BLODD GAS WITH CO-OX ELECTROLYTES​LACTATE | LAB2808 | ​Send specimens to tube station #43. | Specific Electrodes | ​Arterial blood gases are performed to evaluate oxygen and carbon dioxide exchange, respiratory function, and some aspects of acid-base balance. | ​PO2: >75 mm Hg PCO2: 35-45 mm Hg pH: 7.35-7.45 pH Units O2 Sat : > 95 % BE or BD: -2 to +2 HCO3: 24-27 meq/L Hb: 14.1-18.1 g/dL O2Hb: >95 % CO2Hb: 0.0-3.0 % MetHb: 0.0-1.0 % Na+: 135-148 mmol/L K+: 3.7-5.3 mmol/L Ca++: 1.15-1.38 mmol/L Cl-: 100-112 mmol/L Glu: 85-125 mg/dL | 10 min. | 45 min. | 7 days a week | 24 hrs | 1 mL
119 | VABGC | BLOOD GAS WITH CO-OX | ABG Heparinized Syringe | Respiratory TGH Laboratory and Brandon Healthplex Laboratory | BLood | 82803, 82375 | ​​ABG BLOOD GAS WITH CO-OX​ | LAB91 | ​Send specimens to tube station #43. | Specific Electrodes | ​Arterial blood gases are performed to evaluate oxygen and carbon dioxide exchange, respiratory function, and some aspects of acid-base balance. | ​PO2: >75 mm Hg PCO2: 35-45 mm Hg pH: 7.35-7.45 pH Units O2 Sat : > 95 % BE or BD: -2 to +2 HCO3: 24-27 meq/L Hb: 14.1-18.1 g/dL O2Hb: >95 % CO2Hb: 0.0-3.0 % MetHb: 0.0-1.0 % | 10 min. | 45 min. | 7 days a week | All day | 1 mL
118 | VABG | BLOOD GAS - Arterial | ABG Heparinized Syringe | Respiratory TGH Laboratory and Brandon Healthplex Laboratory | Blood | 82803 | BLOOD GAS​ (​​ABG) | LAB76 | ​Send specimens to tube station #43. | Specific Electrodes | ​Arterial blood gases are performed to evaluate oxygen and carbon dioxide exchange, respiratory function, and some aspects of acid-base balance. | ​PO2: >75 mm Hg O2 Sat: >95 % BE OR BD: -2 TO +2 PCO2: 3.5-45 mm Hg Ph: 7.35-7.45 pH Units HCO3: 24-27 meq/L | 10 min. | 45 min. | 7 days a week | 24 hrs. | 1 mL
124 | VABGEL | Blood Gas with Electrolytes, Lactate | ABG Heparinized Syringe | Respiratory TGH Laboratory and BRandon Healthplex Laboratory | BLOOD | 82803, 83605, 82435, 84132, 84295, 82947, 82330 | ​ABGL BLOOD GAS ELECTROLYTESLACTATE | LAB2618 | ​Send specimens to tube station #43. | Specific Electrodes | ​Arterial blood gases are performed to evaluate oxygen and carbon dioxide exchange, respiratory function, and some aspects of acid-base balance. | ​PO2: >75 mm Hg PCO2: 3.5-45 mm Hg pH: 7.35-7.45 pH Units O2 Sat: >95 % BE OR BD: -2 TO +2 HCO3: 24-27 meq/L Na+: 135-148 mmol/L K+: 3.7-5.3 mmol/L CA++: 1.15-1.38 mmol/L Cl-: 100-112 mmol/L Glucose: 85-125 mmol/L | 10 min. | 45 min. | 7 days a week | 24 hrs | 1 mL
524 | LYPCRB | Lyme Disease DNA, Real-Time PCR, Blood | Lavender top (K2 EDTA) OR Yellow Top ACD-A or B | Quest Diagnostics |  | 87476 | ​​Borrelia burgdorferi PCR | LAB2168 | ​Sent to reference laboratory.0.5 mL refrigerated whole blood | Real-Time Polymerase Chain Reaction | ​Lyme disease is caused by a bacterium Borrelia burgdorferi and is transmitted by ticks. EIA is the screening test with high sensitivity for antibody detection. Western blot testing qualitatively examines with high specificity antibodies in a patient's specimen. Western blot testing is appropriate for confirming a detected EIA test result. | ​NOT DETECTED | Not Available | 4 - 7 days | Tuesday, Thursday | AM | 0.5 mL
488 | LSPG | L/S Ratio with PG, (Phosphjidylglycerol Amniotic) | Sterile, Leak proof, Screw Top Container | Quest Diagnostics | Amniotic Fluid (Not orderable-See FLM) | 82489 83661 | ​LS/PG, Lecithin/Sphingomyelin with PG; L/S Ratio with PG, (Phosphjidylglycerol Amniotic) ​ | LAB2920 | ​Sent to reference laboratory.4 mL frozen amniotic fluid. Must perform Fetal Lung Maturity (FLM) prior to this test. If red blood cells are present, do not freeze before centrifuging 140 x g for 10 minutes. Submit supernatant fluid for analysis. Foil wrap to protect from light. If red blood cells are present, do not freeze before centrifuging 140 x g for 10 minutes. Submit supernatant fluid for analysis. Foil wrap to protect from light. | Thin Layer Chromatography | ​In the early stages of gestation, phosphatidylinositol is not present in amniotic fluid. At about 32-33 weeks of gestation, lecithin and sphingomyelin concentrations are about equal; subsequently, the lecithin concentration rises and paralleling this, the concentration of another phospholipid, phosphatidylinositol, also rises. At 36 weeks of gestation, however, the phosphatidylinositol concentration begins to decrease and phosphatidylglycerol begins to appear in the amniotic fluid. It is this appearance of phosphatidylglycerol that suggests the presence of a mature fetal lung. Respiratory distress syndrome (RDS) a lecithin/sphingomyelin (L/S) ratio of greater than 2:1, together with a quantity of phosphatidylglycerol (PG) greater than or equal to 2.0%. | ​Accompanies report | Not Available | 2 - 4 days | Monday - Sunday | All shifts | 4 mL
523 | LYCSF | Lyme Disease Antibody (IgG, IgM), CSF | Sterile, Leak proof, Screw Top Container | Focus Diagnostics | CSF | 86618x2, 86617 X 2 | ​​Borrelia burgdorferi IgG, IgM, CSF | LAB2894 | ​Sent to reference laboratory. 1.0 mL refrigerated (cold packs) CSF | EIA, Western Blot | ​Lyme disease is caused by a bacterium Borrelia burgdorferi and is transmitted by ticks. EIA is the screening test with high sensitivity for antibody detection. Western blot testing qualitatively examines with high specificity antibodies in a patient's specimen. Western blot testing is appropriate for confirming a detected EIA test result. | ​Accompanies report | Not Available | Report available: 3 days | Monday, Wednesday, Friday | AM | 0.6 mL CSF. Minimum. 3.0 mL CSF, preferred
526 | LYMEAB | LYME DISEASE ANTIBODY, W/REFLEX TO BLOT, IGG AND IGM, SERUM | Red Top (No Additive, no gel) | Quest Diagnostics | Serum | 86617X2 | LYME DISEASE AB | LAB787 | ​Sent to reference laboratory. 1.0 mL refrigerated serum. | EIA, Western Blot | ​Lyme disease is caused by a bacterium Borrelia burgdorferi and is transmitted by ticks. EIA is the screening test with high sensitivity for antibody detection. Western blot testing qualitatively examines with high specificity antibodies in a patient's specimen. Western blot testing is appropriate for confirming a detected EIA test result. | ​B. burgdorferi IgG Ab: Negative B. burgdorferi IgM Ab: Negative Please note: The following comment will appear on the report when IgG is NEG and IgM is POS. Caution must be used in supporting a diagnosis of B. burgdorferi infection, when sera are Western blot IgM positive and Western blot IgG negative after the initial 4-week period from onset. Because the likelihood of a false-positive test result is high for these individuals, a positive IgM test alone is not recommended for use in determining active disease in persons with illness of longer than one month's duration. | Not Available | Next day | Monday, Wednesday, Friday | Morning | 0.1 mL serum, minimum. 1.0 mL serum, preferred
521 | LUPUS | Lupus Anticoagulant with reflex | Light Blue Tops (3.2% Sodium Citrate). Two (2) tubes required | Quest Diagnostics |  | 85730 | ​​ | LAB478 | ​Sent to reference lab. 3.0 mL frozen (platelet-poor citrated) plasma. Specimen must be separated immediately after collection, and then frozen immediately. Specimen must be shipped on dry ice. Shipping thawed and gross hemolysis unacceptable. | Clot detection | ​Lupus Anticoagulants (LA) are members of a family of antibodies with phospholipid specificity. LA may be defined as an immunoglobulin (S), IgG or IgM or a mixture of both, that interferes with one or more of the in vitro phospholipid (PL) dependent tests of coagulation.These antibodies are not associated with a hemorrhagic diathesis, but rather have been linked to thrombotic events. It is not known whether the antibody is causative, coincidental or a consequence of the thrombosis. In addition to thrombosis, other clinical complications have been associated with the presence of LA.These include strokes, nonbacterial thrombotic endocarditis, livedo reticularis and a variety of obstetrical complications such as intrauterine fetal death, recurrent spontaneous abortion, fetal growth retardation, early onset preeclampsia and chorea gravidarum. | ​Interpretative report | Not Available | 3 - 5 days | Monday - Friday | PM | 3.0 mL frozen platelet-poor citrated plasma, preferred (must collect 2 blue tops to provide sufficient plasma). 2.0 mL frozen platelet-poor citrated plasma is minimum volume, but will not be sufficient for repeat testing.
529 | LQTPEX | LYMPHOCYTE QUANTITATION, W/CD 19/ 20, BLOOD, WHOLE | Lavender Top (K2 EDTA) | Esoteric TGH Laboratory |  | 88184 | ​​ LYMPHOCYTE QUANT - TRANSPLANT PANEL​ | LAB2227 |  | Flow Cytometry | ​Immunophenotypic analysis may assist in evaluating cellular immunocompentency in suspected cases of primary and secondary immunodeficiency states. | ​%CD3: 0.62 - 0.81 Absolute CD3: 700 - 3300 mm3 %CD19: 0.04 - 0.20 %CD20: 0.04 - 0.20 | Not Available | 24 hrs. | 7 days a week | AM | 0.5 mL (1 microtainer)
525 | LYPCRF | Lyme Disease ( B. Burgdorferi) DNA, PCR, CSF / Synovial | Sterile, Leak proof, Screw Top Container | Focus Diagnostics | CSF/ Synovial Fluid | 87476 | ​​Lyme PCR, Fluid | LAB2025 | ​Sent to Reference laboratory. 1.0 mL refrigerated (use cold packs) CSF or Synovial fluid. | Real-Time Polymerase Chain Reaction | ​Detection of Borrelia burgdorferi DNA in clinical specimens can aid in the diagnosis of Lyme disease in suspected patients. This real-time PCR assay uses primers and probes that do not cross-react with other tick-borne pathogens. | ​NOT DETECTED | Not Available | Report available: 3 days | Monday through Sunday | Morning | 0.5 mL CSF or Synovial fluid, minimum. 1.0 mL CSF or synovial fluid, preferred
524 | LYPCRB | Lyme Disease DNA, Real-Time PCR, Blood | Lavender top (K2 EDTA) OR Yellow Top ACD-A or B | Quest Diagnostics |  | 87476 | ​​​Borrelia burgdorferi PCR | LAB2168 | ​Sent to reference laboratory.0.5 mL refrigerated whole blood | Real-Time Polymerase Chain Reaction | ​Lyme disease is caused by a bacterium Borrelia burgdorferi and is transmitted by ticks. EIA is the screening test with high sensitivity for antibody detection. Western blot testing qualitatively examines with high specificity antibodies in a patient's specimen. Western blot testing is appropriate for confirming a detected EIA test result. | ​NOT DETECTED | Not Available | 4 - 7 days | Tuesday, Thursday | AM | 0.5 mL
535 | MALR | Malaria / Blood Parasite screen | Lavender Top (K2 EDTA) | Hematology TGH Laboratory | Whole blood | 87207 | ​Malaria Smears Thick + Thin​ | LAB2170 | ​One negative sample does not rule out the possibility of a parasitic infection. Multiple examinations are recommended. Clotted, grossly hemolyzed samples will be rejected. Add on request accepted up to 24 hours from collection. | Microscopic Examination | ​Malaria, a protozoan parasitic infection transmitted by the mosquito genus Anopholes sp., remains the most common infectious disease in subtropical and tropical parts of the world. Therapy depends upon identifying the specific species found in infected erythrocytes. | ​No Malaria Parasites Seen *Panic values called to RN when parasites noted. | Not Available | 4 hrs Preliminary report | 7 days a week (M - S) | 24 hrs | 2.5 mL
537 | MESL1F | Measles (Rubeola) Fluid | Sterile, Leak proof, Screw Top Container | Immunology TGH Laboratory | Fluids | 86765 | Measles (Rubeola) IgG Antibody, Fluid​ | LAB2030 |  | Enzyme Linked Immunosorbent Immunoassay | ​Measles, also known as Rubeola, causes fever, irritability, respiratory illness, and the characteristic skin rash. Immunization has greatly diminished the incidence of measles. The presence of IgG is consistent with immunity or prior exposure. IgM is consistent with current or recent infection. IgM tests can generate false positive results and low levels of IgM can persist for longer than 12 months. | ​Positive - Immunity | Not Available | Within 72 hrs. | 3 days a week (M-W-F) | AM | 0.5 mL
531 | MG24H | MAGNESIUM, W/OUT CREATININE, URINE, 24 HOUR | 24 hr Urine Container | Quest Diagnostics Nichols Institute | Urine | 82570, 83735 | ​​ 24 HR UR MAGNESIUM​ | LAB406 | ​Sent to a reference lab. Urine preserved with 10 grams Boric acid or 10 mL concentrated Glacial acetic acid is also acceptable. Collect urine with 25mL of 6N HCL prior to start of collection to maintain a pH below 3. Refrigerate during and after collection.Do not include first morning specimen; collect all subsequent voidings. The last sample collected should be the first morning specimen voided the following morning at the same time as the previous mornings first voiding. record 24-hour urine volume on test request form and on urine vial. Transport refrigerated (cold packs). | Atomic Absorption | ​Urinary magnesium concentrations often decline before serum concentrations. Adverse effects, such as cardiac arrhythmias, can be observed while serum concentrations are within range. | Magnesium, 24-Hour Urine Adult Male: 28-180 mg/24 h Adult Female: 18-130 mg/24 h Magnesium, 24-Hour Urine Adult Male: 16-90 mg/g creat Adult Female 30-135 mg/g creat Creatinine, 24-Hour Urine <3 years: Not established 3-8 years: 0.10-0.80 9-12 years: 0.20-1.40 13-17 years: 0.40-1.90 >17 years: 0.50-2.15 | Not Available | 1 day | Tuesday - Saturday |  | 1 mL; 10mL of a well mixed preserved 24-hour urine in (25 mL 6N HCL) submitted in a leak-proof urine container.
538 | MESL1 | Measles (Rubeola) Antibody, IgG Titer | Red Top (No Additive) | Immunology TGH Laboratory | Serum | 86765 | ​​Rubeola IgG | LAB657 |  | Enzyme Immunoassay | ​Measles, also known as Rubeola, causes fever, irritability, respiratory illness, and the characteristic skin rash. Immunization has greatly diminished the incidence of measles. The presence of IgG is consistent with immunity or prior exposure. IgM is consistent with current or recent infection. IgM tests can generate false positive results and low levels of IgM can persist for longer than 12 months. |  | Not Available | Within 72 hrs. | 3 days a week (M-W-F) | AM | 1mL (2 microtainers)
548 | MAU | MICROALBUMIN/CREATININE, RATIO, URINE, RANDOM | Sterile, Leak proof, Screw Top Container | Chemistry TGH Laboratory | Random Urine | 82043 | ​ MICROALBUMIN​ | LAB689 | ​Random urine specimen is required. Add on specimens accepted within 72 hours. | Immunoturbidimetric | ​Microalbumin is albumin detected in the urine. Microalbuminuria is a sensitive marker of nephropathy. If detected early and treated effectively, progress of organ dysfunction may be slowed, halted, or even reversed. | ​< 30 mcg/mg cr | 1 hr. | 4 hrs | 7 days a week | 24 hrs | 1 mL Urine
533 | MG | Magnesium, Serum | Green (Li Heparin)-Preferred, Red Top (No Additive), Gold Top (SST) | Chemistry TGH Laboratory | Blood | 83735 | ​​Mg | LAB103 | ​Add on specimens accepted within 5 days | Calmagite | ​Magnesium is a critical element with its highest concentration within cells. Nearly all of the body's magnesium is stored in soft tissues and bone. There is a relationship among cations (positively charged molecules like potassium and calcium). Approximately 40% of patients with low concentrations of potassium also have low concentrations of magnesium. Likewise, more than 20% of patients with low calcium concentrations also have low magnesium concentrations. Increased magnesium concentrations are most common among patients with renal failure. | ​1.6 - 2.6 mg/dL | 1 hr. | 4 hrs | 7 days a week | 24 hrs | 0.5 mL (1 microtainer)
133 | WSBC | WRIGHT STAIN SMEAR BUFFY COAT | Lavender Top (K2 EDTA) | Hematology TGH Laboratory | BLOOD ONLY | 85009 | ​WRIGHT ST BUFFY COAT​ | LAB2139 | ​Performed for physician's review. Pathologist review by request, order must include what is being ruled out. Add-on on accepted up to 24 hr from collection time. Clotted specimens will be rejected. | Microscopic examination | ​Aid used to detect uncommon white cells, parasites, yeast, bacteria, etc. in peripheral blood. | ​None | Not Available | Up to 72 hrs. if path review, | 7 days a week (M - S) | 24 hrs. | 3 mL
541 | METAP | Metanephrines, Fractionated, LC/MS/MS, Plasma | Large Lavender Top (K2 EDTA) (pre-chilled) | Quest Diagnostics | Plasma | 83835 | ​​Metanephrine, Normetnephrine, Plasma | LAB2229 | ​Overnight fasting is preferred. Patient should avoid alcohol, coffee, tea, tobacco, and strenuous exercise before collection. Sent to reference laboratory 2.5 mL frozen plasma. Draw specimen in a pre-chilled EDTA lavender-top. The whole blood sample should be kept on wet ice until centrifuged (preferably at 4 degrees C) to separate the plasma within 2 hours of venipuncture | Liquid Chromatography/Tandem Mass Spectrometry | ​Normetanephrine (NM) and metanephrine (MN) are the extra-neuronal catechol-o-methyl transferase (COMT) metabolites of the catecholamines norepinephrine and epinephrine, respectively. Measurement of plasma metanephrines is more sensitive (but may be less specific) than measurement of catecholamines for the detection of pheochromocytoma. Proper interpretation of results requires awareness of recent medication/drug history (e.g., antihypertensive agents, alcohol, and cocaine) and other pre-analytical factors (e.g., stress, severe congestive heart failure, myocardial infarction) that influence release of catecholamines and metanephrines. | ​METANEPHRINES, FRACT, PLASMA Metanephrine, LC/MS/MS pg/mL < OR = 57 METANEPHRINES, FRACT, PLASMA Normetanephrine, LC/MS/MS pg/mL < OR = 148 METANEPHRINES, FRACT, PLASMA Total Metanephrine, LCMSMS pg/mL < OR = 205 | Not Available | 4 - 7 days | Monday - Friday | AM | 1.5 mL plasma, minimum. 2.5 mL plasma, preferred
536 | MANBL | MANNOSE BINDING LECTIN (MBL), SERUM | Red Top (No Additive) | Quest Diagnostics | Serum | 83520 | ​ MANNOSE-BINDING LECTIN PATHWAY FUNCTION​ | LAB2228 | ​Sent to reference laboratory. 0.3 mL frozen serum. Overnight fasting is preferred. | Enzyme Linked Immunosorbent Immunoassay | ​The deficiency of Mannose-Binding Lectin (MBL) can be used to aid in the determination of susceptibility to infection in conjunction with clinical findings and other laboratory tests. | ​Deficient: <100 ng/mL Normal:>=100 ng/mL | Not Available | 7 - 10 days | Thursday | AM | 1mL (2 microtainers)
539 | MERCBB | Mercury, Blood | Royal Blue Top (EDTA tube) (non-trace elements) preferred Royal Blue Sodium Heparin tube acceptable. | Quest Diagnostics | Whole Blood | 83825 | ​​ | LAB831 | ​Sent to reference laboratory Call lab for collection tube (Royal Blue Top). 4.0 mL refrigerated whole blood. Do not freeze. Carefully clean skin before venipuncture. Avoid work-site collection. Avoid seafood consumption for 48 hours before sample collection. Clotted specimens will be rejected. | Inductively-Coupled Plasma/Mass Spectrometry | ​Mercury, a highly toxic metal, is present in select industrial environments and in contaminated ocean fish. | ​≤ 10 mcg/L Detection Limit: 4 mcg/L | Not Available | Report available: Next day | Monday, Wednesday, Friday | Afternoon | 2.0 mL whole blood, minimum. 4.0 mL whole blood, preferred
547 | MAU24H | MICROALBUMIN, W/OUT CREATININE, URINE, 24 HOUR | 24 hr Urine Container | Chemistry TGH Laboratory | Urine | 82043, 82570 | ​ MICROALBUMIN​ 24HR , URINE | LAB410 | ​Collect urine without preservative. Refrigerate during and after collection. Do not include first morning specimen; collect all subsequent voidings. The last sample collected should be the first morning specimen voided the following morning at the same time as the previous mornings first voiding. | Immunoturbidimetric | ​Microalbumin is albumin detected in the urine. Microalbuminuria is a sensitive marker of nephropathy. If detected early and treated effectively, progress of organ dysfunction may be slowed, halted, or even reversed. | ​< 16 mg/24 hr | Not Available | 24 hrs | 7 days a week | 24 hrs | 24 hr Urine Specimen
540 | MNEP24 | Metanephrines 24 hr. Urine | 24 hr Urine Container | Quest Diagnostics | Urine | 83835 | ​​Metanephrines, Niormetanephrines 24 hr Urine | LAB409 | ​Sent to reference laboratory. 1.5 mL refrigerated urine. Add 25 mL of 6N HCl to maintain a pH below 3. Patient should avoid tobacco, tea and coffee three days prior to specimen collection.Medications which are Alpha Agonists, (ALDOMET) Alpha Blockers, and (DIBENZYLINE) should be avoided 18-24 hours prior to collection. Includes metanephrine, normetanephrine, total metanephrine and creatinine. | Liquid Chromatography Tandem Mass Spectrometry | ​Useful in the evaluation of pheochromocytoma. | ​Metanephrine mcg/24 h AGE mcg/24 hour: 3 months-4 years: 25-117 5-9 years: 11-139 10-13 years: 51-275 14-17 years: 40-189 18-29 years: 25-222 30-39 years: 36-190 40-49 years: 58-203 >=50 years: 90-315 Normetanephrine mcg/24 h AGE mcg/24 hour: 3 months-4 years: 54-249 5-9 years: 31-398 10-13 years: 67-503 14-17 years: 69-531 18-29 years: 40-412 30-39 years: 35-482 40-49 years: 88-649 >=50 years 122-676 Metanephrines, Total mcg/24 h AGE mcg/24 hour: 3 months-4 years: 79-345 5-9 years: 49-408 10-13 years: 110-714 14-17 years: 107-741 18-29 years: 94-604 30-39 years: 115-695 40-49 years: 182-739 >=50 years 224-832 | Not Available | 3 - 5 days | Monday - Friday | AM | 24 hr. collection
542 | MNEPRU | Metanephrines, Random Urine | Sterile, Leakproof, Screw Top Container | Quest Diagnostics | Random Urine | 83835 | ​​Metanephrines, Fractionated, Random Urine | LAB2230 | ​Sent to reference laboratory. 1.5 ml refrigerated urine Add 6N HCl to maintain a pH below 3.Patient should avoid tobacco, tea, coffee, for three days prior to specimen collection. Common antihypertensives (diuretics, ACE inhibitors, calcium channel blockers, alpha and beta blockers) cause minimal or no interference. Medications which are alpha agonists (Aldomet), alpha blockers (Dibenzyline) should be avoided 18-24 hours prior to specimen collection. | Liquid Chromatography, Tandem Mass Spectrometry | ​Useful in the evaluation of pheochromocytoma. | ​Metanephrine Normetanephrine AGE mcg/g creatinine AGE mcg/g creatinine 3 months-4 years Not Established 3 months-4 years Not Established 5-9 years 106-527 5-9 years 149-781 10-13 years 34-357 10-13 years 38-523 14-17 years 24-302 14-17 years 14-302 18-29 years 39-146 18-29 years 91-365 30-39 years 32-134 30-39 years 67-390 40-49 years 33-192 40-49 years 85-514 >=50 years 21-153 >=50 years 108-524 METANEPHRINES, 24-HOUR URINE Metanephrines, Total mcg/24 h AGE mcg/24 hour 3 months-4 years 79-345 5-9 years 49-408 10-13 years 110-714 14-17 years 107-741 18-29 years 94-604 30-39 years 115-695 40-49 years 182-739 >=50 years 224-832 | Not Available | 3 - 5 days | 3 days a week | AM | 1.5 mL Urine
872 | MINIRP | INFLUENZA A AND B, RSV AND HMPV VIRAL MINI PANEL | Eswab, VTM | Brandon Healthplex Laboratory | Nasal swab or nasopharyngeal swab | 87631 | MINI RESPIRATORY VIRAL PANEL; MINI RVP | LAB9921 | ​ | Reverse Transcriptase-Helicase-Dependant Amplification (RT-HDA) | ​This test will detect Influenza A, Influenza B, Respiratory Syncytial Virus (RSV) and Humen Metapneumovirus (hMPV). These are the most common viruses that cause respiratory infections. | ​Not Detected | 1 hour | 2 hours | Daily | All hours | 1 mL
545 | MMA | Methylmalonic Acid, Serum/ Plasma | Red Top (No Additive)-Preferred, or green top sodium heparin | Quest Diagnostics | Blood | 83921 | ​​​ | LAB835 | ​Sent to reference laboratory. 0.6 mL refrigerated serum/plasma. | Tandem Mass Spectrometry | ​MMA is primarily ordered, sometimes along with homocysteine, to help diagnose an early or mild B12 deficiency | ​Methylmalonic Acid, Serum nmol/L 87-318 | Not Available | 3 - 5 days | Monday - Friday | AM | 2 mL (4 microtainers)
549 | MSPST | Microsporidia, Stool | Duodenal aspirate or Stool, fixed in 10% formalin or equivalent transport medium | Quest Diagnostics | Stool/ Duodenal aspirate | 87207 | ​Microsporidia Spore Detection;Microsporidia​ Stain | LAB2039 | ​Sent to reference laboratory. 5 mL of stool/duodenal aspirate fixed in 10% Formalin or equivalent transport medium Transport at room temperature (refrigeration is acceptable). Do not freeze. We also accept the following specimen in a sterile, leak proof container with 10% Formalin: conjunctiva, aspirate, CSF, nasal wash/aspirate, tissue, urine, and bronchial brush/wash. | Microscopic examination / stain | ​Microsporidia infection was first recognized as a cause of chronic diarrhea in patients infected with HIV. Microsporidia may also cause pneumonia, acute bilateral keratoconjunctivitis, and infection of the biliary and pancreatic ducts. | ​No Microsporidia detected | Not Available | Report available: 2 days | Monday, Thursday | PM | 2.0 mL stool or duodenal aspirate, minimum. 5.0 mL stool or duodenal aspirate, preferred
555 | MRSAP | METHICILLIN-RESISTANT STAPHYLOCOCCUS AUREUS (MRSA), DNA PROBE | eSwab Collection swab | Esoteric TGH Laboratory |  | 87798 | ​ MRSA DNA PROBE​ | LAB1747 |  | Real Time PCR |  |  | Not Available | 24 hrs. | 5 days a week (M-F). Not performed on holidays | PM | 1 eSwab
543 | MTX | Methotrexate Level | Green Top preferred. Red Top acceptable. | Chemistry TGH Laboratory | Blood | 80299 | ​​​ | LAB481 |  | Immunoassay | ​Methotrexate is used primarily as a chemotherapeutic agent and occasionally in treating autoimmune diseases and ectopic pregnancy. Therapeutic drug monitoring is useful to avoid toxicity. | ​ 24 hours <10 umol/L 48 hours <1.0 umol/L 72 hours <0.2 umol/L | 1 hour | 4 hours | 7 days a week | 24 hours | 5 mL
546 | MPA | Mycophenolic Acid | Red Top (No Additive)-Preferred, Lavender Top (K2DTA) | Quest Diagnostics | Serum/ Plasma | 80180 | ​​CellCept | Mycophenolic Acid | ​Sent to reference laboratory. 0.6 mL serum/plasma (frozen). Optimum time to collect sample: 0.5 to 1 hour before next dose (trough) at steady-state (3-5 days after treatment with oral doses). | Tandem Mass Spectrometry | ​Mycophenolic acid is an immunosuppressant used in tissue transplants. It prevents graft rejection by the host's immune system. It is very important to monitor its level. Too little of this drug will cause graft rejection, while too much will lead to infection. Monitoring its level is essential to optimize therapeutic effects, avoid toxicity, and assure compliance. | ​Therapeutic levels 1.0-3.5 mcg/mL for MPA Trough levels 1.0-3.5 mcg/mL for MPA Detection limit 0.5 mcg/mL for MPA | Within 4 days | 3 - 5 days | Monday – Saturday | AM | 1.5 mL (3 microtainers)
564 | MYELIN | Myelin Basic Protein (MBP), CSF | Sterile, Leak proof, Screw Top Container | Quest Diagnostics |  | 83873 | ​​MBP | LAB190 | ​Sent to reference laboratory. 0.5 mL refrigerated CSF. | Radioimmunoassay | ​The concentration of MBP is often increased in patients with demyelinating diseases such as multiple sclerosis and may be increased in patients with head injury, CNS trauma, tumor, stroke, and viral encephalitis. | ​MBP Result: Interpretation 0.0-4.0 mcg/L: Negative 4.1-6.0 mcg/L: Weakly positive > 6.0 mcg/L: Positive | Not Available | 4 - 7 days | Monday - Friday | PM | 0.5 mL CSF
560 | MYCPC | Mycoplasma pneumoniae, Culture | M-4 Transport Media | Quest Diagnostics |  | 87109 | ​​ | LAB243 | ​Sent to reference laboratory. Refrigerate. Call Laboratory for instructions and to obtain transport medium prior to collection. Preferred Specimens: Urogenital (vaginal, cervical, urethral swabs or secretions); Respiratory (sputum, bronchial washing, trancheobronchial secretions, bronchoalveolar lavage, nasopharyngeal or throat swabs), sterile body fluids, tissue, and wounds. Acceptable: Random urine, semen, transtracheal aspirate (neonates), or CSF (neonates). Submit swab, fluid, tissue, or exudate in VCM or Universal Transport Medium (UTM) (obtain from Quest Diagnostics Client Supplies Dept). M4 Transport Medium is acceptable. Rayon, calcium alginate, or cotton swabs with either aluminum or plastic shafts are acceptable. Wooden shafted swabs can be toxic to these organisms and will be rejected. --or-- Urine samples should be centrifuged and the pellet added to VCM (or M4 or UTM) Transport Medium | Conventional Culture | ​Mycoplasma are the smallest of the free-living organisms. M. pneumoniae causes approximately 10-20% of all cases of pneumonia. These pneumonias that can affect otherwise healthy individuals, are commonly referred to as ''walking'' and ''atypical'' pneumonias. | ​Negative for Mycoplasma pneumonia | Not Available | 10-15 days | Monday - Sunday | 24 hrs | 1 mL fluid in transport medium (see details below)
556 | MUMPG | Mumps Antibody, IgG Titer | Red Top (No Additive) | Immunology TGH Laboratory | Blood | 86735 | ​​ | LAB160 |  | Enzyme Linked Immunosorbent Immunoassay | ​Positive results suggest recent or previous infection with Mumps Virus and imply immunity. Patients exhibiting equivocal results should be retested in one month, if clinically indicated. A measurable antibody titer may also reflect a positive response to vaccination. Antibody response to vaccination is typically lower than that of a natural infection. | ​Positive results suggest recent or previous infection with Mumps Virus and imply immunity. | Not Available | Within 72 hrs. | 3 days a week (M-W-F) | AM | 1mL (2 microtainers)
562 | MYCPCR | Mycoplasma pneumoniae PCR | Sterile, Screw Top Container, Swab | Esoteric TGH Laboratory |  | 87581 | ​​ | LAB2272 | ​Throat swab; sputum; bronchial wash; tracheal aspirate | Real Time PCR | ​This test is used to determine the presence of Mycoplasma pneumoniae DNA in respiratory specimen. Organisms may be detected by PCR prior to detection by immunological methods. PCR provides more rapid results than culture. | ​Mycoplasma pneumoniae DNA Not Detected | Not Available | 48 hrs | 5 days a week (M-F) | PM | See "Special Instructions"
561 | MYCO1 | Mycoplasma Antibody, IgG Serum | Red Top (No Additive) | Quest Diagnostics Nichols Institute | Blood | 86738 | Mycoplasma pneumonia Antibody IgG​ | LAB2090 | ​Sent to reference laboratory. Ship at room temperature. Stability: Room Temperature: 4 days; Refrigerated: 7 days; Frozen: 30 days. Rejection criteria: gross hemolysis, grossly lipemic and icteric. Limitations: IgM antibody testing is valuable for early diagnosis in children; in adults, paired sera for specific IgG and IgM are generally required together with PCR. Specific IgM antibodies are often absent in reinfections; specific IgA might be quite useful in this circumstance. | Immunoassay (IA) | ​Mycoplasma are the smallest of the free-living organisms. M. pneumoniae causes approximately 10-20% of all cases of pneumonia. These pneumonias that can affect otherwise healthy individuals, are commonly referred to as ''walking'' and ''atypical'' pneumonias. | < 0.90 Negative 0.91-1.09 Equivocal > 1.10 Positive | Not Available. | Next Day. | Monday - Saturday | AM | 0.1 mL (1 microtainer); 1 mL serum preferred
557 | MYBPCR | Mycobacterium PCR (AFB PCR) | Sterile, Leak proof, Screw Top Container | Esoteric TGH Laboratory |  | 87556 | ​​AFB PCR | LAB2233 | ​Sputum, Bronchial Washing | Real Time PCR | ​This PCR assay will detect M. tuberculosis complex, M. avium/intracellular complex and Mycobacterium genus DNA.M. tuberculosis complex is a significant pathogen in otherwise healthy patients and poses a high risk for spread from person to person. M avium/intracellular complex is an opportunistic pathogen in immunocompromised patients or patients with chronic lung disease or Cystic Fibrosis. The test includes a set of reagents designed to react with members of the Mycobacterium genus in order to attempt to detect other mycobacteria in the patient sample. |  | Not Available | Within 72 hrs. | 5 days a week (M-F). Not performed on holidays | PM | See Special Instructions
558 | MYURC | CULTURE, MYCOPLASMA / UREAPLASMA | VCM Transport Media | Quest Diagnostics |  | 87109 | ​​ | LAB944 | ​Sent to reference laboratory. Vaginal, cervical, urethral swabs, semen, urine, trans-tracheal aspirate (neonates), CSF (neonates). All specimens must be submitted in VCM transport media. Preferred Specimen(s): Cervical swab or Vaginal swab or Urethral swab. Keep refrigerated or freeze at -70 degrees C to extend stability. All specimens must be submitted in mycoplasma transport. Urine - centrifuge at 600x g for 15 minutes and transfer pellet to M4 media. | Conventional Culture | ​Mycoplasma and Ureaplasma are the smallest free-living organisms. M. hominis and U. urealytica infect the mucous membranes in the genital area. Although infection is associated with nongonococcal urethritis, in many individuals, infection is asymptomatic | ​No Mycoplasma/Ureaplasma isolated | Not Available | 10 - 14 days | 7 days a week | AM | 1 mL in transport container
570 | NEUFOB | Neutrophil Function, Oxidative Burst | 2 Green Top (Sodium Heparin) | Quest Diagnostics Nichols Inst San Juan Capistrano | Blood | 82657 | ​​​​​ | LAB8202 | ​Sent to reference laboratory. Preferred specimen: 3 ml whole blood and a second specimen for the Control of 3 mL whole blood. Specimens must arrive at the referral laboratory within 72 hours of collection in order to meet sample stability requirements. No other preservatives are acceptable. Specify time of day specimen was collected. Clients can send 4 mL whole blood in sodium heparin from a healthy donor unrelated to the patient, drawn at the same time as the patient sample to run in parallel with the patient's specimen. The outermost label of the tube must be clearly labeled at "Transport Control". If the draw date is not indicated on the specimen, the client must be called and this information obtained. Contact the lab prior to ordering for special logistics arrangements. Directions for TGH Lab ONLY: Collect Monday – Wednesday only! Do not draw day before a holiday! Draw specimens prior to the last FedEx pick up. Specimens must arrive Monday through Thursday within 24 hours of collection. Place specimens in the short stability specimen kit. Request Item #170903. Use the pre-printed FedEx shipping airbill (provided with the kit) for FedEx Express overnight shipment. Transport at Room temperature. | Flow Cytometry (FC) | ​This assay measures the capability of neutrophils (PMN) to undergo oxidative metabolism to produce superoxide anion and hydrogen peroxide, as detected by oxidation of dihydrorhodamine (DHR). Patients with chronic granulomatous disease (CGD) are unable to oxidize DHR, due to defects in oxidative capacity slowly decreases as the specimen age (hours post collection) increases. It is thus important that the reference range value appropriate for the specimen age be utilized when assessing the reported results. | ​See laboratory report 24 Hours ≥93% 48 Hours ≥83% 72 Hours ≥82% | Not Available | 2 - 3 days | Daily | AM | 2 mL
566 | MYO | Myoglobin, Serum | Green (Li Heparin)-Preferred, Red Top (No Additive), Gold Top (SST) | Chemistry TGH Laboratory | Blood | 83784 | ​​ | LAB105 | ​Add on specimens accepted within 72 hours. | Chemiluminescence | ​Assessment of skeletal muscle breakdown (rhabdomyolysis). | ​Female: 17.4-105.7 ng/mL Male: 14.3-65.8 ng/mL | 1 hr. | 4 hrs | 7 days a week | 24 hrs | 1mL (2 microtainers)
574 | NBMS | Newborn Metabolic Screen, Blood, Whole | Newborn Screen Card | State of Florida | Blood | N/A | ​Newborn Screening | LAB480 | ​Sent to reference laboratory. |  |  |  | Not Available | 7 - 14 days | 5 days a week (M-F). Not performed on holidays | AM | Newborn Screen Card
567 | NKCEFB | NATURAL KILLER CELLS FUNCTIONAL ASSAY, FC | 2- Green Tops (Sodium Heparin) | Quest Diagnostics Nichols Inst San Juan Capistrano | Blood | 88184, 88185 (x2) | ​​​​ | LAB7770 | ​Sent out to reference lab. Collect 2 green top tubes to be able to meet the required volumes. 10 mL whole blood preferred. Patient should be on a normal diet, fasting preferred to avoid lipemia. Specimen must be received in the testing lab within 48 hours of collection. It is preferred to collect the specimen between 11:00am and 1:00pm to ensure it is received within 48 hours at the testing facility.Submit Monday through Thursday only. Do not draw a day before a holiday. Maintain and transport blood at room temperature. Avoid temperatures <15°C and >37°C. In hot weather, it may be necessary to pack the specimen in a container with insulating material around it and place this container inside another that contains a cold pack (ice pack) and absorbent material. This method will help retain the specimen at ambient temperature. For longitudinal studies, draw samples at the same time of day to minimize diurnal variation. Contact the lab prior to ordering for special logistics arrangements. Follow Short Stability protocol. Samples received >48 hours after collection will be rejected. Date and time of draw are required and must be provided. | Flow Cytometry (FC) | ​Natural killer cells (NK cells) are a subset of non-B, non-T peripheral blood lymphocytes that appear to play a crucial role in the human innate immune response. The function of NK cells is important for the clearance of tumor cells, for the removal of immunoglobulin-bound antigens, and for the control of viral infections. NK function has been reported to be decreased in certain individuals, including those with primary immunodeficiencies, those with late-stage human immunodeficiency viral infections, and pregnant women. | ​Decreased Activity <7 LU30 Normal Activity 7-125 LU30 Increased Activity >125 LU30 |  | 2 – 6 days | Tuesday - Saturday | AM | 5 mL whole blood; 10 mL whole blood preferred
583 | OPI | OPIATE SCREEN, URINE | Sterile, Leak proof, Screw Top Container | Chemistry TGH Laboratory | urine | 80101 | ​ OPIATES​ | LAB416 | ​Test performed only on urine | Enzyme immunoassay |  | ​Negative | 1 hr. | 4 hrs. | 7 days a week | 24 hrs | 1 mL Urine
527 | NLYMQ | LYMPHOCYTE QUANTITATION, NONTRANSPLANT, BLOOD, WHOLE | Lavender Top (K2 EDTA) | Esoteric TGH Laboratory |  | 86357, 86355, 86359, 86360 | ​ LYMPHOCYTE QUANTITATION​ | LAB2225 |  | Flow Cytometry | ​Immunophenotypic analysis may assist in evaluating cellular immunocompentency in suspected cases of primary and secondary immunodeficiency states. Includes CD3, CD4, CD8, CD19, CD16+56 and CD4/CD8 ratio. | ​%CD3: 0.62-0.0.81 Absolute CD3: 700-3000 mm3 %CD4: 0.33-0.66 Absolute CD4: 500-2600 mm3 %CD8: 0.18-0.37 Absolute CD8: 330-1000 mm3 %CD19 (B Cells): 0.014-0.20 Absolute CD19: 100-500 mm3 % Natural Killer Cells: 0.05-0.20 Absolute Natural Killer: 100-500 mm3 CD4/8 Ratio: 0.9-2.9 | Not Available | 24 hrs. | 7 days a week | AM | 1mL (2 microtainers)
582 | OLIGO | OLIGOCLONAL BANDING, CSF AND SERUM | Sterile, Leak proof, Screw Top Container and Red top | Chemistry TGH Laboratory | CSF and Serum | 83916 | ​​ | LAB740 | ​Order only CSF test but send a red top along with the CSF labeled for oligoclonal banding. Add on specimens accepted within 72 hours. | Isoelectric Focusing | ​Oligoclonal bands are present in the CSF of more than 85% of patients with clinically definite multiple sclerosis (MS). To distinguish between oligoclonal bands in the CSF due to a peripheral gammopathy and oligoclonal bands due to local production in the CNS, serum and CSF should be tested simultaneously. Oligoclonal bands can however be observed in a variety of other diseases, e.g., subacute sclerosing panencephalitis, inflammatory polyneuropathy, CNS lupus, and brain tumors and infarctions. |  | Not Available | 3 - 5 days | 5 days a week (M-F), not performed on holidays | AM | 0.5 mL CSF and 0.5 mL Serum
577 | NOCS | Nocardia Smear | Sterile, Leak proof, Screw Top Container or Culturette | Microbiology TGH Laboratory |  | 87206 | ​​ | LAB2092 | ​Collect using aseptic technique before antimicrobotic therapy is started. | Microscopic examination |  | ​No branching acid fast rods seen | 2 hrs. | 24 hrs. | 7 days a week | PM | Urine = 10 mL; Pulmonary or gastric = 3 mL
569 | NSE | Neuron Specific Enolase (NSE) | Red Top (No Additive) | Quest Diagnostics | Blood | 86316 | ​​ | LAB2173 | ​Sent to reference laboratory.0.2 mL of refrigerated serum. 35352 | Enzyme Immunoassay | ​NSE is useful in monitoring disease progression and therapy in patients with small cell lung cancer and neuroendocrine tumors such as neuroblastoma, medullary thyroid carcinoma, and pheochromocytoma, and other malignancies such as pancreatic islet cell carcinoma. | ​Neuron Specific Enolase mcg/L Adult Reference Range for Neuron Specific Enolase Serum: Males and Females Less than 8.6 mcg/L Pediatric Reference Ranges for Neuron Specific Enolase Serum: Cord Blood 4.8-19.5 mcg/L 12-17 Years 12.0 mcg/L or Less | Not Available | 7 - 10 days | Tuesday, Friday | AM | 1mL (2 microtainers)
576 | NOCC | CULTURE, NOCARDIA | Sterile, Screw Top Container or Culturette | Microbiology TGH Laboratory |  | 87081 | ​​ | LAB903 | ​Collect using aseptic technique before antimicrobiotic therapy is started. | Conventional Culture |  | ​Negative for Nocardia | Not Available | 2 weeks | 7 days a week | 24 hrs | CSF = 3 mL; Pulmonary = 5 mL
585 | OSMO | Osmolality, Serum | Red Top (No Additive), Green (Li Heparin) | Chemistry TGH Laboratory | Serum | 83930 | ​​ | LAB107 | ​Add on specimens accepted within 48 hours. | Freezing Point Depression | ​Serum osmolality is useful in the evaluation of acutely ill or comatose patients who may have ingested ethylene glycol, methanol, isopropanol, or other poisons that affect the gap between the measured and calculated osmolality. | ​280 - 300 mOsm/Kg | 1 hr. | 4 hrs | 7 days a week | 24 hrs | 1mL (2 microtainers)
579 | OBSP | OBSTETRIC PANEL, SERUM AND BLOOD | See individual assays | Chemistry TGH Laboratory | Serum/ Blood | 80055 | ​​ | LAB550 | ​Available in Genesis only​ | See individual assays | ​Screen for the following tests: Complete Blood Count ABO/ RH Ab Screen RPR Rubella IgG HepB surface Ag | ​See individual assays | 1 hr. | 8 hrs. | 5 days a week | 24 hrs | See individual assays
578 | NUCL | Nucleotidase 5 | Red Top (No Additive) | Quest Diagnostics | Blood | 83915 | ​5'Nucleotidase​ | LAB2235 | Sent to Reference laboratory. 0.2 mL frozen serum. | Colormetric, Kinetic |  | ​ 5' Nucleotidase 0-10 U/L | N/A | 3 - 5 days | Monday - Friday | 24 hrs | 1 mL (2 microtainers)
589 | OSMSC | ZZZOSMOTIC FRAGILITY SC | Sodium Heparin (Green Top) PREFERRED; Lithium Heparin (Green Top) acceptable Do not use the Mint Green Top Tubes. | Quest Diagnostics | Whole Blood | 85557 | ​​RBC FRAGILITY | LAB1134 | ​Instructions: 5.0 mL whole blood drawn into Green Top tube. **Do not use PST (plasma separation tube) heparin tube. **Do not pop/open tube. Do not pour off sample. Sample must be sterile. Clotted and/or hemolyzed samples are unacceptable. For TGH only: Collect Sunday – Wednesday. Samples MUST arrive at Quest Chantilly Monday through Thursday and ASAP after collection. Ship overnight express. 3 mL refrigerated (use cold packs) whole blood. | Spectrophotometric | ​Osmotic (RBC) Fragility is used to assess disorders of the erythrocyte membrane. Increased osmotic fragility is found in hereditary spherocytosis, other RBC membrane disorders, and in idiopathic acquired hemolytic anemias. Diminished fragility is seen in conditions in which target cells are found. | ​ 0.85% NaCl = 0% 0.65% NaCl = 0-19% 0.60% NaCl = 0-40% 0.55% NaCl = 5-70% 0.50% NaCl = 36-88% 0.45% NaCl = 54-96% 0.40% NaCl = 65-100% 0.35% NaCl = 72-100% 0.30% NaCl = 80-100% 0.00% NaCl No age/sex specific reference ranges for this test. Please note: If reported via computer-to-computer interface, please note that the RBC Fragility graph will arrive separately and may be filed separately. | Not Available | 3 days | Monday - Sunday | All shifts | 5.0 mL whole blood preferred. 3.0 mL whole blood minimum
874 | TREPAL | Treponema Pallidum IgG and IgM Ab Panel, IFA | Red Top Only | Quest Diagnostics Infectious Disease, Inc. | 1 ml Serum | 86780x2 | ​​Treponema Pallidum IgG and IgM Ab Panel, IFA | Lab 7804 | ​This test is available for individuals < or = 1 year of age ONLY. | Indirect Flourescent Assay, IFA | ​Treponema Pallidum IgG and IgM Ab Panel, IFA, is intended only for the identification of cases of congenital or neonatal syphilis. | ​Nonreactive​ | N/A | 1-3 days | Tues-Sat |  | 0.1 mL Serum
875 | BTCGR | BETA CHAIN GENE REARRANGEMENT T CELL | Lavender Top (EDTA) Preferred or Green Top (Sodium Heparin) | Esoteric TGH Laboratory | Whole Blood, Bone Marrow, Lymph Nodes, Spleen, Tissue, Fluids |  | ​BETA CHAIN GENE REARRANGEMENT T CELL​ |  | ​Test includes the TCGR (T CELL GENE REARRANGEMENT TCR) Collect 5 mL peripheral blood into either an Lavendar (EDTA) preferred. Collect 1-2 mL bone marrow into Lavendar (EDTA) preferred. Ship at room temperature. Stable for 1 week. Lymph nodes, spleen, or other tissues and fluids: deliver to Lab ASAP and refrigerate on arrival. Stable 1 week refrigerated. | Polymerase Chain Reaction, Capillary Electrophoresis | This PCR assay is useful for establishing clonality of TCR-Beta gene rearrangements for the diagnosis of T-cell neoplasm and for identifying minimal residual disease or early recurrence in those patients with previous diagnosis of T-cell neoplasm. ​ | ​See Report | Not Available | 3-5 days | Monday, Wednesday, Friday | AM | 1 mL Whole Blood; 0.2mL Bone Marrow
875 | BTCGR | BETA CHAIN GENE REARRANGEMENT T CELL | Lavender Top (EDTA) Preferred or Green Top (Sodium Heparin) | Esoteric TGH Laboratory | Whole Blood, Bone Marrow, Lymph Nodes, Spleen, Tissue, Fluids | 81261, 81264 | ​​BETA CHAIN GENE REARRANGEMENT T CELL​ |  | ​Test includes the BTCGR (BETA CHAIN GENE REARRANGEMENT T CELL)​ andTCGR (T CELL GENE REARRANGEMENT TCR) Collect 5 mL peripheral blood into either an Lavendar (EDTA) preferred. Collect 1-2 mL bone marrow into Lavendar (EDTA) preferred. Ship at room temperature. Stable for 1 week. Lymph nodes, spleen, or other tissues and fluids: deliver to Lab ASAP and refrigerate on arrival. Stable 1 week refrigerated. | Polymerase Chain Reaction, Capillary Electrophoresis | This PCR assay is useful for establishing clonality of TCR-Beta gene rearrangements for the diagnosis of T-cell neoplasm and for identifying minimal residual disease or early recurrence in those patients with previous diagnosis of T-cell neoplasm. ​ | ​See Report | Not Available | 3-5 days | Monday, Wednesday, Friday | AM | 1 mL Whole Blood; 0.2mL Bone Marrow
876 | BCGR | BETA CHAIN GENE REARRANGEMENT TCELL | Lavendar Top (EDTA) preferred or Green Top (Sodium Heparin) | Esoteric TGH Laboratory | Whole Blood, Bone Marrow, Lymph Nodes, Spleen, Tissue, Fluid | 81261, 81264 | ​ BCGR/ BETA CHAIN GENE REARRANGEMENT TCELL | LAB9508 | ​Test include BTCGR(BETA CHAIN GENE REARRANGEMENT) Collect 5 mL peripheral blood into either an Lavendar (EDTA) preferred. Collect 1-2 mL bone marrow into Lavendar (EDTA) preferred. Ship at room temperature. Stable for 1 week. Lymph nodes, spleen, or other tissues and fluids: deliver to Lab ASAP and refrigerate on arrival. Stable 1 week refrigerated. | Polymerase Chain Reaction, Capillary Electrophoresis | ​This PCR assay is useful for establishing clonality of Beta gene rearrangements for the diagnosis of T-cell neoplasm and for identifying minimal residual disease or early recurrence in those patients with previous diagnosis of T-cell neoplasm. ​ | ​See Report | Not Available | 3- 5 days | Monday, Wednesday, Friday | AM | 1 mL Whole blood; 0.2 mL Bone Marrow
875 | BTCGR | BETA CHAIN GENE REARRANGEMENT T CELL AND T-CELL GENE REARRANGEMENT | Lavender Top (EDTA) Preferred or Green Top (Sodium Heparin) | Esoteric TGH Laboratory | Whole Blood, Bone Marrow, Lymph Nodes, Spleen, Tissue, Fluids | 81342, 81340, 81261, 81264 | ​​BETA CHAIN GENE REARRANGEMENT T CELL​/ T-CELL GENE REARRANGEMENT |  | ​Test includes the BTCGR (BETA CHAIN GENE REARRANGEMENT T CELL)​ andTCGR (T CELL GENE REARRANGEMENT TCR) Collect 5 mL peripheral blood into either an Lavendar (EDTA) preferred. Collect 1-2 mL bone marrow into Lavendar (EDTA) preferred. Ship at room temperature. Stable for 1 week. Lymph nodes, spleen, or other tissues and fluids: deliver to Lab ASAP and refrigerate on arrival. Stable 1 week refrigerated. | Polymerase Chain Reaction, Capillary Electrophoresis | This PCR assay is useful for establishing clonality of TCR-Beta gene rearrangements for the diagnosis of T-cell neoplasm and for identifying minimal residual disease or early recurrence in those patients with previous diagnosis of T-cell neoplasm. ​ | ​See Report | Not Available | 3-5 days | Monday, Wednesday, Friday | AM | 1 mL Whole Blood; 0.2mL Bone Marrow
877 | RGMPCR | Rapid Growing Mycobacterium Real-Time PCR | Sterile, Leak proof, Screw Top Container | Esoteric TGH Laboratory | Samples from respiratory sites (BAL, Sputum, Bronchial Brushings, Transtracheal Aspirates), Tissues and Paraffin Embedded Tissues |  | ​​ |  |  | Real Time PCR | ​This PCR assay will detect and identify strains of Mycobacterium fortuitum and Mycobacterium chelonae - Mycobacterium abscessus group. These groups are responsible for most of the infections caused by rapidly growing mycobacteria and can cause disseminated disease in immunocompromised patients. Recent guidelines on diagnosis and treatment of nontuberculous mycobacteria strongly recommend rapid identification of Mycobacterium fortuitum and Mycobacterium chelonae - Mycobacterium abscessus group, to determine clinical significance and assist with choosing the most effective empiric antimicrobial regimen​. |  | Not Available | Within 72 hrs | Five days a week (M-F). Not performed on holidays | PM
876 | BCGR | BETA CHAIN GENE REARRANGEMENT TCELL | Lavendar Top (EDTA) preferred or Green Top (Sodium Heparin) | Esoteric TGH Laboratory | Whole Blood, Bone Marrow, Lymph Nodes, Spleen, Tissue, Fluid | 81261, 81264 | ​​ BCGR/ BETA CHAIN GENE REARRANGEMENT TCELL |  | ​Test include BTCGR(BETA CHAIN GENE REARRANGEMENT) Collect 5 mL peripheral blood into either an Lavendar (EDTA) preferred. Collect 1-2 mL bone marrow into Lavendar (EDTA) preferred. Ship at room temperature. Stable for 1 week. Lymph nodes, spleen, or other tissues and fluids: deliver to Lab ASAP and refrigerate on arrival. Stable 1 week refrigerated. | Polymerase Chain Reaction, Capillary Electrophoresis | ​This PCR assay is useful for establishing clonality of Beta gene rearrangements for the diagnosis of T-cell neoplasm and for identifying minimal residual disease or early recurrence in those patients with previous diagnosis of T-cell neoplasm. ​ | ​See Report | Not Available | 3- 5 days | Monday, Wednesday, Friday | AM | 1 mL Whole blood; 0.2 mL Bone Marrow
875 | BTCGR | BETA CHAIN GENE REARRANGEMENT T CELL AND T-CELL GENE REARRANGEMENT | Lavender Top (EDTA) Preferred or Green Top (Sodium Heparin) | Esoteric TGH Laboratory | Whole Blood, Bone Marrow, Lymph Nodes, Spleen, Tissue, Fluids | 81342, 81340, 81261, 81264 | ​​​BETA CHAIN GENE REARRANGEMENT T CELL​/ T-CELL GENE REARRANGEMENT |  | ​Test includes the BTCGR (BETA CHAIN GENE REARRANGEMENT T CELL)​ andTCGR (T CELL GENE REARRANGEMENT TCR) Collect 5 mL peripheral blood into either an Lavendar (EDTA) preferred. Collect 1-2 mL bone marrow into Lavendar (EDTA) preferred. Ship at room temperature. Stable for 1 week. Lymph nodes, spleen, or other tissues and fluids: deliver to Lab ASAP and refrigerate on arrival. Stable 1 week refrigerated. | Polymerase Chain Reaction, Capillary Electrophoresis | This PCR assay is useful for establishing clonality of TCR-Beta gene rearrangements for the diagnosis of T-cell neoplasm and for identifying minimal residual disease or early recurrence in those patients with previous diagnosis of T-cell neoplasm. ​ | ​See Report | Not Available | 3-5 days | Monday, Wednesday, Friday | AM | 1 mL Whole Blood; 0.2mL Bone Marrow
877 | RGMPCR | Rapid Growing Mycobacterium Real-Time PCR | Sterile, Leak proof, Screw Top Container | Esoteric TGH Laboratory | Samples from respiratory sites (BAL, Sputum, Bronchial Brushings, Transtracheal Aspirates), Tissues and Paraffin Embedded Tissues | 87551 | ​​​ |  |  | Real Time PCR | ​This PCR assay will detect and identify strains of Mycobacterium fortuitum and Mycobacterium chelonae - Mycobacterium abscessus group. These groups are responsible for most of the infections caused by rapidly growing mycobacteria and can cause disseminated disease in immunocompromised patients. Recent guidelines on diagnosis and treatment of nontuberculous mycobacteria strongly recommend rapid identification of Mycobacterium fortuitum and Mycobacterium chelonae - Mycobacterium abscessus group, to determine clinical significance and assist with choosing the most effective empiric antimicrobial regimen​. |  | Not Available | Within 72 hrs | Five days a week (M-F). Not performed on holidays | PM
876 | BCGR | BETA CHAIN GENE REARRANGEMENT TCELL | Lavendar Top (EDTA) preferred or Green Top (Sodium Heparin) | Esoteric TGH Laboratory | Whole Blood, Bone Marrow, Lymph Nodes, Spleen, Tissue, Fluid | 81261, 81264 | ​​​ BCGR/ BETA CHAIN GENE REARRANGEMENT TCELL | LAB9509 | ​Test include BTCGR(BETA CHAIN GENE REARRANGEMENT) Collect 5 mL peripheral blood into either an Lavendar (EDTA) preferred. Collect 1-2 mL bone marrow into Lavendar (EDTA) preferred. Ship at room temperature. Stable for 1 week. Lymph nodes, spleen, or other tissues and fluids: deliver to Lab ASAP and refrigerate on arrival. Stable 1 week refrigerated. | Polymerase Chain Reaction, Capillary Electrophoresis | ​This PCR assay is useful for establishing clonality of Beta gene rearrangements for the diagnosis of T-cell neoplasm and for identifying minimal residual disease or early recurrence in those patients with previous diagnosis of T-cell neoplasm. ​ | ​See Report | Not Available | 3- 5 days | Monday, Wednesday, Friday | AM | 1 mL Whole blood; 0.2 mL Bone Marrow
878 | ASPAGF | Aspergillus Antigen, BAL | Sterile, plastic leak-proof container | Quest Diagnostics Chantilly, VA | 2 mL bronchoalveolar lavage | 87305 | ​​ | Aspergillus Ag BAL Fluid, LAB 10039 | Sent to reference lab. Room temperature storage unacceptable. Refrigerated 5 days (unopened).​ | Immunoassay (IA) | ​Invasive pulmonary aspergillosis has become one of the most common fungal pulmonary diseases in certain immunocompromised patients. Medical interventions that predispose patients to invasive aspergillosis include treatment with immunosuppressive drugs, radiation, and high doses of corticosteroids, among others.​ | ​< 0.50 | Not available | Next day | Monday - Saturday | PM | 1 mL bronchoalveolar lavage
879 | TRYPT | Tryptase | Red Top Only | Quest Diagnostics Nichols Institute | 1 mL Serum frozen | 83520 | ​Tryptase​ | LAB3372 | ​Samples should be obtained between 15 minutes and 3 hours after the event suspected of causing mast cell activation. When sample is drawn, separate serum from cells within 3 hours of collection. | Immunoassay (IA) | ​Tryptase concentrations are increased with immediate hypersensitivity (anaphylaxis), acute allergen challenge, and mastocytosis. | ​< 11.0 mcg/L​ | N/A | NEXT DAY | MON- SAT |  | 0.5 mL Serum
439 | HIVPCR | Human Immunodeficiency Virus 1 (HIV- 1) Qual PCR | Lavender Top (K2 EDTA) | Esoteric TGH Laboratory | Blood | 87535 | ​​HIV Qualitative PCR;HIV Proviral DNA Qualitative PCR​ | LAB2150 | ​ | Real-Time Polymerase Chain Reaction | ​HIV-1 DNA real-time PCR is a sensitive method for detection of pro-viral DNA. It has been used in the management of perinatal HIV infection. HIV-1 RNA has recently been confirmed equally as sensitive and specific for this purpose. This test is only available for infants < 12 months old. | ​Not Detected | Not Available | Within 72 hrs. | 5 days a week (M-F). Not performed on holidays | A.M. | 1mL (2 microtainers)
603 | UPH | pH, Urine | Yellow Top Urine, Sterile, Leak proof, Screw Top Container | Urinalysis TGH Laboratory | Urine | 81005 | ​​pH, urine​ | LAB2239 | ​For bedside pH see Point of Care Section. Add on requests accepted up to 4 hours from collection. | Reagent test strip |  | ​pH4.8 - pH8.8 | 1 hr. | 4 hrs | 7 days a week | 24 hrs | 5 mL
98 | BENZO | DRUG SCREEN, BENZODIAZEPINE CONFIRMATION, URINE | Clear Top Urine, Sterile, Leak proof, Screw Top Container | Chemistry TGH Laboratory | Urine | 80101 | ​​Benzodiazepines Urine​ | LAB367 | ​Test performed only on urine. | Enzyme immunoassay |  | ​Negative | 1 hr. | 4 hrs. | 7 days a week | 24 hrs. a day | 1 mL Urine
96 | BARB | Barbiturates, Urine | Clear Top Urine, Sterile, Leak proof, Screw Top Container | Chemistry TGH Laboratory | Urine | 80101 | ​​Barbiturate​s | LAB2825 | ​Testing performed only on urine | Enzyme immunoassay |  | ​Negative | 1 hr. | 4 hrs. | 7 days a week | 24 hrs | 1 mL Urine
604 | PCP | PHENCYCLIDINE (PCP), URINE | Clear Top Urine, Sterile, Leak proof, Screw Top Container | Chemistry TGH Laboratory | URINE | 80101 | ​​PHENCYCLIDINE​ | LAB423 | ​Test performed only on urine | Enzyme immunoassay |  | ​Negative |  | 4 hrs | 7 days a week | 24 hrs | 1 mL Urine
52 | AMPH | Amphetamine/Methamphetamine, Urine | Clear Top Urine, Sterile, Leak proof, Screw Top Container | Chemistry TGH Laboratory | Urine | 80101 | ​​Amphetamine/Methamphetamine​ | LAB357 | ​Test performed only on urine | Enzyme Immunoassay |  | ​Negative | 1 hr. | 4 hrs. | 7 days a week | 24 hrs. a day | 1 mL Urine
306 | ETH | Ethanol, Urine | Clear Top Urine, Sterile, Leak proof, Screw Top Container | Chemistry TGH Laboratory | Urine | 80320 | ​​​ | LAB389 | ​Test performed only on urine. | Enzymatic rate |  | ​Negative | 1 hr. | 4 hrs. | 7 days a week | 24 hrs | 1 mL Urine
583 | OPI | OPIATE SCREEN, URINE | Clear Top Urine, Sterile, Leak proof, Screw Top Container | Chemistry TGH Laboratory | urine | 80101 | ​​ OPIATES​ | LAB416 | ​Test performed only on urine | Enzyme immunoassay |  | ​Negative | 1 hr. | 4 hrs. | 7 days a week | 24 hrs | 1 mL Urine
482 | UKETO | KETONES, URINE SCREEN | Yellow Top Urine, Sterile, Leak proof, Screw Top Container | Urinalysis TGH Laboratory | URINE | 81003 | ​​URINE KETONES​ (ACE Test) | LAB403 | ​Transport to laboratory promptly following collection. Add on requests accepted up to 4 hours from collection. | Reagent Test Strip | ​Urine ketones are useful as a monitor in known diabetics. | ​Negative | 1 hr. | 4 hrs | 7 days a week | 24 hrs | 1 mL Urine
213 | COC | Cocaine Metabolites, Urine | Clear Top Urine, Sterile, Leak proof, Screw Top Container | Chemistry TGH Laboratory | Urine | 80101 | ​​​ | LAB378 | ​Test performed only on urine | Chemistry TGH Laboratory |  | ​Negative | 1 hr. | 4 hrs. | 7 days a week | 24 hrs | 1 mL Urine
159 | CANN | Drgu Screen, Cannabinoids, Urine | Clear Top Urine, Sterile, Leak proof, Screw Top Container | Chemistry TGH Laboratory | Urine | 80101 | ​​Cannabinoids (Marijuana)​ | LAB2116 | ​Test performed only on urine. | Enzyme immunoassay |  | ​Negative | 1 hr. | 4 hrs. | 7 days a week | 24 hrs | 1 mL Urine
548 | MAU | MICROALBUMIN/CREATININE, RATIO, URINE, RANDOM | Clear Top Urine, Sterile, Leak proof, Screw Top Container | Chemistry TGH Laboratory | Random Urine | 82043 | ​​ MICROALBUMIN​ | LAB689 | ​Random urine specimen is required. Add on specimens accepted within 72 hours. | Immunoturbidimetric | ​Microalbumin is albumin detected in the urine. Microalbuminuria is a sensitive marker of nephropathy. If detected early and treated effectively, progress of organ dysfunction may be slowed, halted, or even reversed. | ​< 30 mcg/mg cr | 1 hr. | 4 hrs | 7 days a week | 24 hrs | 1 mL Urine
187 | LCRCLB | Chlamydia Trachomatis, NAA | Probetec Transport Swab or Clear Top Urine | Esoteric TGH Laboratory |  | 87491 | ​​Chlamydia by Nucleic Acid Amplification; Chlamydia LCR W/Spec Type;Chlamydia LCR​ | LAB2260 | ​Collection swabs available in laboratory; Pink swab - female; Blue swab - male Use first stream urine ro optimal sensitivity. | Nucleic Acid Amplification | ​C. trachomatis infections are the leading cause of sexually transmitted diseases in the United States. C.trachomatis is known to cause cervicitis, pelvic inflammatory disease (PID), infant conjunctivitis, infant pneumonia, urethritis, epididymitis and proctitis. It is also the most frequent cause of non-gonococcal urethritis in men. Among women, the consequences of chlamydial infections are severe if left untreated. Approximately half of chlamydial infections are asymptomatic. | ​C trachomatis DNA NOT DETECTED | Not Available | 48 hrs | 5 days a week (M-F). Not performed on holidays | A.M. | 15 mL Urine
260 | CMVPCR | Cytomegalovirus (CMV) PCR, Fluid | Sterile, Leak proof, Screw Top Container, Clear Top Urine | Esoteric TGH Laboratory | Fluid, CSF, or Urine | 87496 | ​​​CMV PCR, Fluid | LAB2013 | ​Random urine: 1.0 mL CSF:1.0 mL Bronchial lavage/ wash:1.0 mL | Real Time PCR | ​CMV infections are common and usually asymptomatic. In patients who are immunocompromised, CMV may cause disseminated, severe disease. CMV may cause birth defects in a minority of infected newborns. DNAmethods provide the highest sensitivity and specificity of any method. | ​NOT DETECTED | Not Available | Within 72 hrs. | 5 days a week (M-F). Not performed on holidays | A.M. | 1 mL
355 | LCRGCB | Gonorrhea (GC) by LCR | Probetec Transport Swab or Clear Top Urine | Esoteric TGH Laboratory |  | 87591 | ​​GC by Nucleic Acid Amplification​, Gonorrheae LCR W/Spec Type | LAB2261 | ​Collection swabs available in laboratory: Pink swab - female; Blue swab – male use first stream urine for optimal sensitivity. | Nucleic Acid Amplification | ​Neisseria Gonorrhoeae (Gonococci) is the causative agent of gonorrhoeae. In men, this disease generally results in anterior urethritis accompanied by purulent exudate. In women, the disease is most often found in the cervix, but the vagina and uterus may also be infected. | ​N. gonorrhoeae DNA, SDA NOT DETECTED | Not Available | 48 hrs | 5 days a week (M-F). Not performed on holidays | A.M. | 15 mL Urine
235 | UCREA | CREATININE, RANDOM URINE | Clear Top Urine, Sterile, Leak proof, Screw Top Container | Chemistry TGH Laboratory | URINE | 82570 | ​​URINE CREATININE​ | LAB384 | ​Test performed only on urine | Colorimetry/ Alkaline Picrate | ​Urinary Creatinine is useful as part of the Creatinine Clearance. | ​No Reference Range | 1 hr. | 4 hrs | 7 days a week | 24 hrs | 1 mL Urine
13 | ADVPCR | Adenovirus PCR | Lavendar Top or Sterile, Leakproof, Screw Top Container, Clear Top Urine | Esoteric TGH Laboratory | See Special Instructions | 87798 | ​​​ | LAB2047 | Respiratory samples: Sputum; Bronchial lavage/wash; Nasopharyngeal lavage/wash; Tracheal lavage/wash; Nasal/nasopharyngeal swab; Throat swab; or Eye swab or Random urine or First void clean catch urine. | Real Time PCR | This test is used to determine the presence of Adenovirus in a patient's specimen. Organisms may be detected by PCR prior to diagnosis by immunological methods. PCR provides more rapid results than other methods, including culture. | Adenovirus DNA Not Detected | Not Available | 48 hrs | 3 days a week | A.M. | 1mL
588 | UOSMO | OSMOLALITY, URINE | Clear Top Urine, Sterile, Leak proof, Screw Top Container | Chemistry TGH Laboratory | URINE | 83935 | ​​URINE OSMOLALITY​ | LAB420 |  | Freezing point depression | ​Urinary osmolality may be useful in assessing the concentrating ability of the kidneys. Urinary osmolality is dependent upon dietary intake of salts and water. | ​300-900 mOsm/Kg | 1 hr. | 4 hrs | 7 days a week | 24 hrs | 1 mL
186 | LCRGEN | Chlamydia and Gonococcus, NAA | Probetec Transport Swab or Clear Top Urine | Esoteric TGH Laboratory |  | 87591 87491 | ​​GC andChlamydia by LCR,Chlamydia and GC by Nucleic Acid Amplification​ | LAB2121 | ​Collection swabs available in laboratory, Use first stream urine for optimal collection. | Nucleic Acid Amplification | ​C. trachomatis infections are the leading cause of sexually transmitted diseases in the United States. Neisseria Gonorrhea (Gonococci) is the causative agent of gonorrhea. In men, this disease generally results in anterior urethritis accompanied by purulent exudate. In women, the disease is most often found in the cervix, but the vagina and uterus may also be infected. It is known to cause Cervicitis, Pelvic Inflammatory Disease (PID), Infant Conjunctivitis, Infant Pneumonia, Urethritis, Epididymitis and Proctitis. It is also the most frequent cause of non-gonococcal urethritis in men. Among women, the consequences of chlamydial infections are severe if left untreated. Approximately half of chlamydial infections are asymptomatic. | ​C. trachomatis DNA, NOT DETECTED N gonorrhoeae DNA NOT DETECTED | Not Available | 48 hrs. | 5 days a week (M-F). Not performed on holidays | A.M. | 15 mL Urine
502 | LEGT | LEGIONELLA PNEUMOPHILA ANTIGEN, URINE | Clear Top Urine, Sterile, Leak proof, Screw Top Container | Microbiology TGH Laboratory | urine | 87899 | ​​ LEGIONELLA ANTIGEN​ | LAB2868 | ​The samples can be stored at room temperature (15-30 degrees C) if assayed within 24 hours of collection. Alternatively, specimens may be stored at 2-8 degrees C for up to 14 days or at -10 to -20 degrees C for longer periods before testing. Boric acid may be used as a preservative. When necessary, urine specimens should be shipped in leak-proof containers at 2-8C or frozen. | Enzyme Immunoassay (EIA) | ​Legionella Urinary Antigen is useful in conjunction with other laboratory tests in the diagnosis of Legionnaire's disease. Legionella Urinary Antigen may be identified for months after recovery. The organism causes a multi-system disease that is primarily manifested as pneumonia. The main clinical importance of this organism is that it may appear in epidemic form with a high mortality rate. This may be aided by the fact that it is not susceptible to the usual therapeutic agents. Early treatment with erythromycin often leads to a cure. Infection due to Legionella cannot be ruled out since other serogroups and species may cause disease, antigen may not be present in urine in early infection, and the level of antigen present in the urine may be below the detection limit of the test. | ​Presumptive negative for L. pneumophila serogroup 1 antigen in urine, suggesting no recent or current infection. | 1 hr | 8 hrs | 7 days a week | 24 hrs | 2 mL Urine
288 | UELEC | ELECTROLYTES, URINE | Clear Top Urine, Sterile, Leak proof, Screw Top Container | Chemistry TGH Laboratory | URINE | 84300 84133 | ​​URINE ELECTROLYTES​ | LAB565 | ​Test performed only on urine Na+,K+,Ca++,Cl- | Electrochemistry (ion-selective electrode) |  | ​No reference Range | 1 hr. | 4 hrs | 7 days a week | 24 hrs | 1 mL Urine
387 | UBHCGB | PREGNANCY TEST, HCG,QUALITATIVE, URINE | Clear Top Urine, Sterile, Leak proof, Screw Top Container | Urinalysis TGH Laboratory | URINE | 81025 | ​​PREGNANCY TEST​ | LAB2151 | ​First morning voided urine is preferred. Dilute urine may yield false negative results. Add on requests accepted up to 24 hr from collection. | Immunoassay | ​This test is appropriate to detect pregnancy. | ​Negative | 1 hr. | 5 hrs. | 7 days a week | 24 hrs | 1-2 mL
565 | UMYO | MYOGLOBIN, URINE, RANDOM | Clear Top Urine, Sterile, Leak proof, Screw Top Container | Chemistry TGH Laboratory | URINE | 83874 | ​​URINE MYOGLOBIN​ | LAB412 |  | Chemiluminescence | ​The breakdown of skeletal muscle (rhabdomyolysis) releases myoglobin. Very high concentrations of myoglobin may increase the risk of acute renal failure. |  | 1 hr. | 4 hrs | 7 days a week | 24 hrs | 2 mL Urine
379 | UGLUC | GLUCOSE, RANDOM URINE | Clear Top Urine, Sterile, Leakproof, Screw Top Container | Chemistry TGH Laboratory | URINE | 82945 | ​​URINE GLUCOSE​ | LAB2201 | ​Test performed only on urine | Oxygen Sensor | ​Glucose measurement in urine is a common test for detection and monitoring diabetes mellitus. |  | 1 hr. | 4 hrs | 7 days a week | 24 hrs | 1 mL Urine
55 | UAML | AMYLASE, URINE | Clear Top Urine, Sterile, Leakproof, Screw Top Container | Chemistry TGH Laboratory | URINE | 82150 | ​​URINE AMYLASE​ | LAB358 | ​Test performed only on urine | Enzymatic rate | ​Urinary amylase is useful in the consideration of macroamylasemia and pseudocyst of the pancreas. With macroamylasemia, only the serum concentration is elevated. With pseudocysts, the urinary concentration remains elevated for weeks after an episode of acute pancreatitis | ​No Reference Range | 1 hr. | 4 hrs | 7 days a week | 24 hrs. | 1 mL Urine
286 | CHMLYT | Electrolyte Profile | Green (Li Heparin)-Preferred, Red (No Additive), Gold (SST) | Chemistry TGH Laboratory | Plasma or Serum | 80051 |  | Electrolytes Blood | ​Includes Na, K, Cl, CO2 | Electrochemistry (ion-selective electrodes) | ​The electrolyte panel is useful in assessing acid-base balance in a wide variety of medical conditions. | ​See individual assays | 1 hr. | 4 hrs | 7 days a week | 24 hrs | 0.5 mL (1 microtainer)
283 | DRUGSS | Drug Screen, Serum | Red Top (No Gel) preferred Lavender Top (K2EDTA) or Green Top (sodium heparin) acceptable | Quest Diagnostics | Blood | 80100, 84600 | ​​Drug Screen Serum | Lab2939 | ​Sent to reference laboratory. Ship room temperature. | Chromatography/Mass Spectrometry | ​Toxicology screens are used to identify substances affecting a patient and to guide the clinician to predict future toxic effects, to confirm the differential diagnosis or to guide therapy. Test includes Drug Test, General Toxicology, Methanol, Ethanol, Isopropanol, and Acetone. | ​No compounds detected | Not Available | Report available in 2 days | Monday - Friday | A.M. | 1 mL serum (or plasma); 3 mL preferred
883 | MOGS | Myelin Oligodendrocyte Glycoprotein Antibody w/ Reflex to Titer, Serum | Red Top | Quest Diagnostics | Blood - serum | 86255; 86256 if titer indicated | Transverse Myelitis Antibody,NMO Spectrum Disorder,Myelin oligodendrocyte glycoprotein,MOG-IgG,LETM antibody,Optic Neuritis Antibody,ADEM antibody,NMOSD​​ |  | Sent to reference laboratory, test code 36952. Transport refrigerated.​ | Cell-based Immunofluorescence Assay | Myelin Oligodendrocyte Glycoprotein(MOG)Antibody with Reflex to Titer,Serum - Neuromyelitis optica (NMO) is an inflammatory disorder predominantly affecting the optic nerves and spinal cord. Limited forms of disease including isolated optic neuritis, brainstem encephalitis and longitudinal extensive transverse myelitis (LETM) or acute disseminated encephalomyelitis (ADEM) have been referred to as NMO spectrum disorder (NMOSD). The majority of individuals with NMO and many with NMOSD have antibodies against aquaporin 4 (AQP4). MOG antibodies have been reported without AQP4 antibodies in individuals with NMO and other non-multiple sclerosis demyelinating diseases. The presence of MOG antibodies in AQP4 antibody negative individuals can help differentiate between multiple sclerosis (MS) and non-MS demyelinating diseases and aid in clinical management decisions.​ | ​MOG Ab CBA, Serum Negative MOG Ab Titer, Serum <1:10 Titer | Not available | 3-7 days, add on additional 3 days if reflex to titer is indicated | Wednesday |  | 0.5 mL; 2 mL serum preferred
880 | NMOC | Aquaporin-4 (AQP4) NMO-IgG Antibody w/reflex to Titer, CSF | Sterile, plastic, screw cap vial | Quest Diagnostics | CSF | 38323, 86256 for Titer if indicated | ​ Transverse Myelitis Antibody,AQP4,NMO antibody,Aquaporin,LETM antibody,Optic Neuritis Antibody,Devic’s Antibody,NMO-IgG,Neuromyelitis Optica,NMOSD,AQP ​​ |  | Sent to reference lab, test #38323. Transport refrigerated. Reject is specimen has visible particulate matter.​ | Cell-based Immunoflurescence Assay | ​Aquaporin-4 (AQP4) (NMO-IgG) Antibody with Reflex to Titer, CSF - NMO (neuromyelitis optica, Devic disease) is an immune- mediated chronic inflammatory disease that predominantly affects the optic nerve and spinal cord and presents with optic neuritis (ON) and myelitis. Limited forms of this disease, such as isolated ON, brainstem encephalitis and longitudinal extensive transverses myelitis (LETM), have been referred to as NMO spectrum disorders (NMOSD). NMO was originally thought to be a variant of multiple sclerosis, but is now recognized as a distinct disease. The presence of serum antibodies against aquaporin-4 (AQP4) is associated with NMO and NMOSD.​ | ​Aquaporin 4 Ab, CBA, CSF Negative Aquaporin 4 Ab, Titer, CSF <1:10 Titer | Not available | 3-7 days. Add on an additional 3 days if reflex to titer is indicated. | Sunday, Thursday |  | 0.5 mL; 2 mL preferred
882 | MOGC | Myelin Oligodendrocyte Glycoprotein Antibody w/ reflex to Titer, CSF | Sterile, plastic, screw cao vial | Quest Diagnostics | CSF | 86255; 86256 is titer is indicated | Transverse Myelitis Antibody,NMO Spectrum Disorder,Myelin oligodendrocyte glycoprotein,MOG-IgG,LETM antibody,Optic Neuritis Antibody,ADEM antibody,NMOSD​​ |  | Sent to reference laboratory, tets code 36954. Transport refrigerated. Rejected for visible particulate matter.​ | Cell-based Immunofluorescence Assay | Myelin Oligodendrocyte Glycoprotein(MOG)Antibody with Reflex to Titer,CSF - Neuromyelitis optica (NMO) is an inflammatory disorder predominantly affecting the optic nerves and spinal cord. Limited forms of disease including isolated optic neuritis, brainstem encephalitis and longitudinal extensive transverse myelitis (LETM) or acute disseminated encephalomyelitis (ADEM) have been referred to as NMO spectrum disorder (NMOSD). The majority of individuals with NMO and many with NMOSD have antibodies against aquaporin 4 (AQP4). MOG antibodies have been reported without AQP4 antibodies in individuals with NMO and other non-multiple sclerosis demyelinating diseases. The presence of MOG antibodies in AQP4 antibody negative individuals can help differentiate between multiple sclerosis (MS) and non-MS demyelinating diseases and aid in clinical management decisions.​​ | ​MOG Ab CBA, CSF Negative MOG Ab, Titer, CSF <1:2 Titer | Not available | 3-7 days, add an additional 3 days if reflex to titer is indicated | Wednesdays |  | 0.5 mL; 2 mL preferred
881 | NMOS | Aquaporin-4 (AQP4) NMO-IgG Antibody w/reflex to Toter, Serum | Red Top | Quest Diagnostics | Blood - serum | 86255; 86256 if titer is indicated | Transverse Myelitis Antibody,AQP4,NMO antibody,Aquaporin,LETM antibody,Optic Neuritis Antibody,Devic’s Antibody,NMO-IgG,Neuromyelitis Optica,NMOSD,AQP​​​ |  | Sent to reference lab, test number 38321. Transport referigerated.​ | Cell-based Immunofluorescence Assay | Aquaporin-4 (AQP4) (NMO-IgG) Antibody with Reflex to Titer, Serum - NMO (neuromyelitis optica, Devic disease) is an immune- mediated chronic inflammatory disease that predominantly affects the optic nerve and spinal cord and presents with optic neuritis (ON) and myelitis. Limited forms of this disease, such as isolated ON, brainstem encephalitis and longitudinal extensive transverses myelitis (LETM), have been referred to as NMO spectrum disorders (NMOSD). NMO was originally thought to be a variant of multiple sclerosis, but is now recognized as a distinct disease. The presence of serum antibodies against aquaporin-4 (AQP4) is associated with NMO and NMOSD.​​ | ​Aquaporin 4 Ab, CBA, Serum Negative Aquaporin 4 Ab, Titer, Serum <1:10 Titer | Not available | 3-7 days, add an additional 3 days if reflex to the titer is indicated. | Sunday, Thursday |  | 0.5 mL; 2 mL serum preferred
354 | GAS | Gastrin | Red Top (No Additive) | Quest Diagnostics | Serum | 82941 | ​​ | LAB80 | ​Sent to reference laboratory. 0.5 mL frozen serum. Freeze immediately. Overnight fasting is required, preferably 12 hours or more. | Immunoassay | ​Gastrin is a gastrointestinal hormone that stimulates release of gastric acid, pepsin, and intrinsic factor. Gastrin concentrations are increased with pernicious anemia and dramatically increased with Zollinger-Ellison syndrome. | ​Adults, Males and Females 100 pg/mL or less Pediatrics 5-17 years____13-64 pg/mL <5 years____ Not established Note: Reference Range applies to fasting specimens only. | Not Available | 3 - 5 days | Monday - Friday | P.M. | 1.5 mL (3 microtainers)
230 | CRP | C - Reactive Protein (CRP), Serum | Green (Li Heparin)-Preferred, Red Top (No Additive), Gold Top (SST) | Chemistry TGH Laboratory | Blood, serum | 86141 | ​​​C - Reactive Protein (CRP) | LAB150 | ​Add on specimens accepted within 5 days | Immunoturbidimetric | Intended use: Measurement of C-reactive protein for detection and evaluation of infection, tissue injury and inflammatory disorders. | ​< 0.5 mg/ dL | 1 hr. | 4 hrs | 7 days a week | 24 hrs | 0.5 mL (1 microtainer)
218 | UDAT | DIRECT ANTIGLOBULIN TEST (DAT)/COOMB'S, SERUM | Lavender Top (K2 EDTA) | OneBlood | BLOOD | 86880 | ​​DIRECT COOMBS​ (DAT) | LAB274 |  |  | ​In certain diseases or conditions an individual's blood may contain IgG antibodies that can specifically bind to antigens on the red blood cell (RBC) surface membrane, and their circulating red blood cells (RBCs) can become coated with IgG alloantibodies and/or IgG autoantibodies. Complement proteins may subsequently bind to the bound antibodies. The direct Coombs test is used to detect these antibodies or complement proteins that are bound to the surface of red blood cells. Special Instructions for the following Blood Bank collections: 1. Blood type ABO +RH 2. Coombs Direct (DAT) 3. Rhogam Work-up 4. Type and Screen 5. Type, Screen and Crossmatch Atwo person patient Identification Process is required, one of which must be an RN. The person drawing the blood and the person verifying the patient's identity must ensure that all 4 identifiers on the Laboratory Order Notice (requisition) Patient's Identification Band, and Tube Label match exactly ***All three documents must be the same and complete with no letters, or numbers missing*** The four Identifiers used for Blood Bank specimens are: patient's full & complete name, date of birth, medical record number and patient number. The Accurate Patient Identification Policy (TX 263) must also be followed. Ensure that the patient's verbal information of full name and date of birth also match the 3 written documents stated above. Tubes must be labeled at bedside and in patient's presence and LON must be signed by both staff members performing the identification process. Refer to: 1. Hospital Phlebotomy Procedure TX-70 Section B part II Labeling Blood bank Specimens. 2. Accurate Patient Identification Policy TX-263 |  | Not Available | 4 - 7 days | 7 days a week | 24 hrs | 3 mL
2 | UABORH | ABO/RH, GROUP AND TYPE/ BLOOD TYPE | Lavender Top (K2EDTA) | OneBlood | BLOOD | 86900 | ​​​ABO AND RH TYPING, ABORH | LAB895 | Sent to reference laboratory. |  | ​Special Instructions for the following Blood Bank collections: 1. Blood type ABO +RH 2. Coombs Direct (DAT 3. Rhogam Work-up 4. Type and Screen 5. Type, Screen and Crossmatch ​ Atwo person patient Identification Process is required, one of which must be an RN. The person drawing the blood and the person verifying the patient's identity must ensure that all 4 identifiers on the Laboratory Order Notice (requisition) Patient's Identification Band, and Tube Label match exactly ***All three documents must be the same and complete with no letters, or numbers missing*** The four Identifiers used for Blood Bank specimens are: patient's full & complete name, date of birth, medical record number and patient number. The Accurate Patient Identification Policy (TX 263) must also be followed. Ensure that the patient's verbal information of full name and date of birth also match the 3 written documents stated above. Tubes must be labeled at bedside and in patient's presence and LON must be signed by both staff members performing the identification process. Refer to: 1. Hospital Phlebotomy Procedure TX-70 Section B part II Labeling Blood bank Specimens. 2. Accurate Patient Identification Policy TX-263 Blood type tests are done before a person gets a blood transfusion and to check a pregnant woman's blood type. | Accompanies report | 1 hr. | 5 hrs. | 7 days a week | 24 hrs. a day | 3 mL
77 | UABT | REFLEX RESULT ANTIBODY TITER | Lavender Top (K2 EDTA) | OneBlood | BLOOD | 86886 | ​​ANTIBODY TITER​ | LAB275 | ​Sent to reference laboratory. |  | ​It detects antibodies against RBCs that are present unbound in the patient's serum. The indirect Coombs test isused to screen pregnant women for IgG antibodies that are likely to pass through the placenta into the fetal blood and cause haemolytic disease of the newborn. Not Orderable, Reflex Order​ |  | Not Available | Within 72 hrs. |  | 24 hrs. a day
76 | UABSCR | ANTIBODY SCREEN/COOMBS, INDIRECT, PLASMA | Lavender Top (K2 EDTA) | OneBlood | BLOOD | 86850 | ​​​ANTIBODY SCREEN​ | LAB278 | ​Sent to reference laboratory. Not performed on cord blood or infant's less than 6 months old. ​Special Instructions for the following Blood Bank collections: 1. Blood type ABO +RH 2. Coombs Direct (DAT 3. Rhogam Work-up 4. Type and Screen 5. Type, Screen and Crossmatch Atwo person patient Identification Process is required, one of which must be an RN. The person drawing the blood and the person verifying the patient's identity must ensure that all 4 identifiers on the Laboratory Order Notice (requisition) Patient's Identification Band, and Tube Label match exactly ***All three documents must be the same and complete with no letters, or numbers missing*** The four Identifiers used for Blood Bank specimens are: patient's full & complete name, date of birth, medical record number and patient number. The Accurate Patient Identification Policy (TX 263) must also be followed. Ensure that the patient's verbal information of full name and date of birth also match the 3 written documents stated above. Tubes must be labeled at bedside and in patient's presence and LON must be signed by both staff members performing the identification process. Refer to: 1. Hospital Phlebotomy Procedure TX-70 Section B part II Labeling Blood bank Specimens. 2. Accurate Patient Identification Policy TX-263​ |  | ​The Antibody Screen (Indirect Coombs) is useful to identify red blood cell IgG antibodies that can cross the placenta and cause hemolytic disease of the newborn. |  | Not Available | 3 to 5 Days |  | 24 hrs. a day | 7 mL
75 | UABID | ANTIBODY IDENTIFICATION | Lavender Top (K2 EDTA) | OneBlood | BLOOD | 86870 | ​​ANTIBODY IDENTIFICATION | LAB941 | ​Sent to reference laboratory. Not Orderable, Reflex Order |  |  |  | Not Available | Within 72 hrs. | 7 days a week | A.M.
884 | COV2SB | SARS-CoV-2 Spike Protein | Green Top, Red Top | TGH Chemistry Laboratory | Plasma, Serum Blood | 86408 | ​​ | SARS-CoV-2 Spike Protein (Neutralizing Ab) |  | Electrochemiluminescence immunoassay (ECLIA) | Intended for the qualitative and semi-quantitative detection of antibodies to SARS-CoV-2 Spike (S) protein receptor binding domain (RBD) in human serum and plasma.​ | < 0.8 = Negative >=0.8 = Positive​ | 4 hours | 8 hours | 7 days | As received | 5 mL
884 | COV2SB | SARS-CoV-2 Spike Protein | Green Top, Red Top | TGH Chemistry Laboratory | Plasma, Serum Blood | 86408 | ​​​ | SARS-CoV-2 Spike Protein (Neutralizing Ab) LAB10072 |  | Electrochemiluminescence immunoassay (ECLIA) | Intended for the qualitative and semi-quantitative detection of antibodies to SARS-CoV-2 Spike (S) protein receptor binding domain (RBD) in human serum and plasma.​ | < 0.8 = Negative >=0.8 = Positive​ | 4 hours | 8 hours | 7 days | As received | 5 mL
885 | MTBRIF | Mycobacterium Tuberculosis Complex and Rifampin Resistance Mutation Identified | Sterile Container | Microbiology TGH Laboratory | Sputum, induced or expectorated; Bronchial Lavage | 38556 | ​​ | LAB10075 |  | PCR | Active pulmonary TB is a highly infectious airborne disease. All patients in healthcare facilities with suspected TB should be maintained in airborne infection isolation (AII) according to recommended infection control guidelines. The testing of either one or two sputum specimens by the Xpert MTB/RIF Assay may serve as an alternative to serial acid-fast stained sputum smears as an aid in the decision of whether continued infection control precautions are warranted in patients with suspected pulmonary tuberculosis. Sputum specimens that are AFB smear-negative but subsequently TB culture positive have lower MTB-complex organism loads than specimens that are AFB smear-positive. Because of the greater sensitivity of the Xpert MTB/RIF Assay for the detection of MTB-complex than that of acid-fast microscopy, MTB-complex may be detected by the Xpert MTB/RIF Assay in AFB smear- negative samples.​ | ​Not Detected | 3 hours | 6 hours | 7 days | 24 hours
886 | CAURIB | Candida auris PCR | E-swab | Esoteric TGH Laboratory | Skin | 87798 | ​​ | LAB9901 | Collect one E-swab by rubbing 4 sites: bilateral axilla followed by bilateral groin. This fungus colonizes skin.​ | Real Time PCR | ​Candida auris is an emerging multidrug-resistant yeast that can cause invasive infections with high mortality and has been transmitted in healthcare settings. Patients may be asymptomatically colonized with C. auris. Patients with C. auris colonization can spread this yeast to other patients, and colonized patients can develop invasive as well as superficial infections. Identifying persons colonized with C. auris is a key step in containing the spread of C. auris. | ​Not Detected | Not available | 24 hours (48 hours for Outpatients) | 7 days a week | 6am-10pm
220 | COP24H | Copper, 24 hour Urine | 24 hr Urine Container (Acid Washed Metal Free Container) | Quest Diagnostics | Urine | 82525 | ​​​​ | LAB380 | ​3 mL of 24 hour urine collection (acid washed container). Obtain 24-hour urine in acid washed metal free or boric acid container. Refrigerate during collection. Do not include first morning specimen; collect all subsequent voidings. The last sample collected should be the first morning specimen voided the following morning at the same time as the previous mornings first voiding. To avoid contamination, do not pour out and measure the 24 hour urine. Record total volume on container and requisition. Transport temperature of room temperature is acceptable. Stable 5 days at room temperature, 14 days refrigerated. Sample must be transported in an acid-washed or boric acid plastic container. | Coupled Plasma/Mass Spectrometry | ​Copper is an essential element that is a cofactor of many enzymes. Copper metabolism is disturbed in Wilson's disease, Menkes disease, primary biliary cirrhosis, and Indian childhood cirrhosis. Urinary copper concentrations are also useful to monitor patients on chelation therapy. | ​18 – 60 mcg/24hour | Not Available | 2 days | 5 days a week (M-F). Not performed on holidays | Afternoon | 3.0 mL of 24 hr Urine (random urine is NOT acceptable), 7.0 mL preferred
471 | IRON | Iron, Serum | Green (Li Heparin)-Preferred, Red (No Additive), Gold (SST) | Chemistry TGH Laboratory, Brandon Healthplex Laboratory | Serum/ Plasma | 83540 | ​​​Fe, Fe++ | LAB94 | ​Add on specimens accepted within 5 days | Ferrozine binding technique | ​Iron is required for hematopoiesis and other cellular functions. Deficiencies may be due to inadequate intake, poor absorption, or excessive loss. An important consequence of iron deficiency is microcytic anemia. Iron overload, hemosiderosis, or if there is organ impairment, hemochromatosis, can lead to a wide variety of organ damage. | ​Males 65 - 175 mcg/ dL Females 50 – 170 mcg/dL | Not Available | 4 hrs | 7 days a week | 24 hrs | 1 mL
19 | AFBB | ACID FAST BACILLI (AFB) CULTURE, BLOOD | Blood- Bactec Myco/F Lytic aerobic blood bottle | Quest Diagnostics | Blood or Bone Marrow | 87116 | AFB Blood Culture, Mycobacteria, or MAI Blood Culture | LAB246 | This culture is not a routine bacterial culture and sensitivity. This is for acid fast bacteria or Mycobacteria sp. such as M. tuberculosis or M. avium (MAI). Request for containers in Phlebotomy 844-8719 or 844-8720. Hand walk collected specimens to the Referrals department. DO NOT send bottles through the tube station. | Continuously Monitoring Blood Culture System | There are more than 70 species of Mycobacteria of which the primary pathogen is M. tuberculosis. Tuberculosis is a chronic, granulomatous disease caused by M. tuberculosis. Identification, and, if appropriate, antibiotic sensitivity, is required to initiate necessary therapy. | See Laboratory Report | Collection only | 49 days | 7 days a week | p.m., nights | 1.0mL whole blood or bone marrow (5mL preferred)
267 | ALA | Delta Aminolevulinic D Acid(ALA), Random Urine | Sterile, Leak proof, Screw Top Container | Quest Diagnostics | Urine | 82135 | D-Aminolevulinic Acid | LAB356 | Sent to reference laboratory. 10 mL Random Urine with no preservative. Keep refrigerated. Room temperature stability is not established. Wrap container in aluminum foil to protect from light. Do not use first morning void, late evening specimen (after 8:00 PM), or specimen after excessive fluid intake. | Colorimetric | ALA is a precursor to uroporphyrin, coproporphyrin, and protoporphyrin. Concentrations of ALA are greatly increased in many patients with acute neurological forms of porphyrias and in some patients with chronic alcohol abuse. | 0.03 – 0.54 mg/dL Detection limit: 0.03 mg/dL | Not Available | Report available: 3 days | Monday, Wednesday, Friday | P.M | 1.0 mL Urine, minimum. 10.0 mL Urine, preferred
544 | MTHFR | Methylenetetrahydrofolate Reductase (MTHFR) DNA Mutation Analysis | Lavender Top (K2 EDTA) | Quest Diagnostics Nicholas Institute, San Juan Capistrano, CA | Blood | 81291 | MTHFR | 4 H Folate Mutation, LAB2231 | Sent to reference laboratory. | PCR and Detection | Reduced methylenetetrahydrofolate reductase (MTHFR) enzyme activity is a genetic risk factor for hyperhomocysteinemia, especially when present with low serum folate levels. Two common variants in the MTHFR gene result in reduced enzyme activity. The "thermolabile" variant C677T [NM 005957.3: c.665C>T (p.A222V)] and A1298C [c. 1286A>C (p.E429A)] occur frequently in the general population. Mild to moderate hyperhomocysteinemia has been identified as a risk factor for coronary artery disease and venous thromboembolism. Hyperhomocysteinemia is multifactorial, involving a combination of genetic, physiologic and environmental factors. Recent studies do not support the previously described association of increased risk for coronary artery disease and venous thromboembolism with mild hyperhomocysteinemia caused by reduced MTHFR activity. Therefore, the utility of MTHFR variant testing is uncertain and is not recommended. | See laboratory report. | Not Available | 4-5 days | Daily |  | 3 mL; 5 mL preferred
286 | CHMLYT | Electrolyte Profile | Green (Li Heparin)-Preferred, Red (No Additive), Gold (SST) | Chemistry TGH Laboratory | Plasma or Serum | 80051 |  | Electrolytes Panel, Blood LAB16 | Includes Na, K, Cl, CO2 | Electrochemistry (ion-selective electrodes) | The electrolyte panel is useful in assessing acid-base balance in a wide variety of medical conditions. | See individual assays | 1 hr. | 4 hrs | 7 days a week | 24 hrs | 0.5 mL (1 microtainer)
124 | VABGEL | Blood Gas with Electrolytes, Lactate | ABG Heparinized Syringe | Respiratory TGH Laboratory and BRandon Healthplex Laboratory | BLOOD | 82803, 83605, 82435, 84132, 84295, 82947, 82330 | ABGL BLOOD GAS ELECTROLYTES LACTATE | LAB2618 | Send specimens to tube station #43. Specimen is stable at room temperature for 30 mins and 1 hr in an ice slurry. | Specific Electrodes | Arterial blood gases are performed to evaluate oxygen and carbon dioxide exchange, respiratory function, and some aspects of acid-base balance. | PO2: >75 mm Hg PCO2: 3.5-45 mm Hg pH: 7.35-7.45 pH Units O2 Sat: >95 % BE OR BD: -2 TO +2 HCO3: 24-27 meq/L Na+: 135-148 mmol/L K+: 3.7-5.3 mmol/L CA++: 1.15-1.38 mmol/L Cl-: 100-112 mmol/L Glucose: 85-125 mmol/L | 10 min. | 45 min. | 7 days a week | 24 hrs | 1 mL
125 | ABGEM | Blood Gas with Electrolytes, Lactate, Mg | ABG Heparinized Syringe | Respiratory TGH Laboratory |  | See individual | ABG with Electrolytes, Lactate, Mg | Blood Gas wElec-Lac-Mg | Send specimens to tube station #43. Specimen is stable at room temperature for 30 mins and 1 hr in an ice slurry. | Specific Electrodes | Arterial blood gases are performed to evaluate oxygen and carbon dioxide exchange, respiratory function, and some aspects of acid-base balance. | PO2: >75 mm Hg PCO2: 35-45 mm Hg pH: 7.35-7.45 pH Units O2 Sat : > 95 % BE or BD: -2 to +2 HCO3: 24-27 meq/L Na+: 135-148 mmol/L K+: 3.7-5.3 mmol/L Ca++: 1.15-1.38 mmol/L Cl-: 100-112 mmol/L Glu: 85-125 mg/dL Lac: 0.5-2.2 mg/dL Mg++: 0.45-0.60 mmol/L | 10 min. | 45 min. | 7 days a week | 24 hrs. | 1 mL
219 | PCOOX | CO-Oximetry, Pulmonary (COOX) | Green Top (Lithium Heparin) or ABG Heparinized Syringe | Respiratory TGH Laboratory and Brandon Healthplex Laboratory | Whole Blood | 82375 | CO-OX | LAB2616 | Send specimens to tube station #43. Specimen is stable at room temperature for 30 mins and 1 hr in an ice slurry. |  |  | Hb: 14.1-18.1 g/dL O2Hb: >95 % CO2Hb: 0.0-3.0 % MetHb: 0.0-1.0 % | 10 min. | 45 min. | 7 days a week | 24 hrs | 1 mL
490 | PPLAB | LACTATE (RESPIRATORY CARE) | Green Top (Lithium Heparin) or ABG Heparinized Syringe | Respiratory TGH Laboratory | BLOOD | 83605 | PULM LACTIC ACID BATTERY | LAB2161 | Send specimens to tube station #43. Specimen is stable at room temperature for 30 mins and 1 hr in an ice slurry. |  |  | 0.5-2.2 mg/dL | 10 min. | 45 min. | 7 days a week | 24 hrs | 1 mL
122 | ABGCEL | Blood Gas-COOX-Electro-Lact | ABG Heparinized Syringe | Respiratory TGH Laboratory and Brandon Healthplex Laboratory | Blood | 82803, 82375, 85018, 82805, 83605, 82435, 84132, 84295, 82947, 82330 | BGAS COOX LYTES LA, ABG with COOX, Electrolytes, Lactate | LAB2614 | Send specimens to tube station #43. Specimen is stable at room temperature for 30 mins and 1 hr in an ice slurry. | Specific Electrodes | Arterial blood gases are performed to evaluate oxygen and carbon dioxide exchange, respiratory function, and some aspects of acid-base balance. The following tests are included in ABGCEL: pO2, pCO2, pH, Oxygen Saturation, Base Excess/Defecit, HCO3, Hemoglobin, Oxyhemoglobin, Carboxyhemoglobin, Methemoglobin, Sodium, Potassium, Calcium, Chloride, Glucose, Lactate. | PO2: >75 mm Hg PCO2: 35-45 mm Hg pH: 7.35-7.45 pH Units O2 Sat : > 95 % BE or BD: -2 to +2 HCO3: 24-27 meq/L Hb: 14.1-18.1 g/dL O2Hb: >95 % CO2Hb: 0.0-3.0 % MetHb: 0.0-1.0 % Na+: 135-148 mmol/L K+: 3.7-5.3 mmol/L Ca++: 1.15-1.38 mmol/L Cl-: 100-112 mmol/L Glu: 85-125 mg/dL Lac: 0.5-2.2 mg/dL | 10 min. | 45 min. | 7 days a week | 24 hrs. | 1 mL
126 | ABGL | Blood Gas-Lactate | ABG Heparinized Syringe | Respiratory TGH Laboratory and Brandon Healthplex Laboratory | Blood | 82803, 83605 | Blood Gas with Lactate | LAB2613 | Send specimens to tube station #43. Specimen is stable for 30 mins at room tempearture or 1 hr in an ice slurry. | Specific Electrodes | Arterial blood gases are performed to evaluate oxygen and carbon dioxide exchange, respiratory function, and some aspects of acid-base balance. The following tests are included in an ABGL: pO2, pCO2, pH, Oxygen Saturation, Base Excess/Defecit, HCO3, Lactate. | PO2: >75 mm Hg PCO2: 35-45 mm Hg pH: 7.35-7.45 pH Units O2 Sat : > 95 % BE or BD: -2 to +2 HCO3: 24-27 meq/L Lac: 0.5-2.2 mg/dL | 10 min. | 45 min. | 7 days a week | 24 hrs. | 1 mL
888 | METHA | METHADONE SCREEN, URINE | Clear Top Urine, Sterile, Leak proof, Screw Top Container | TGH, BHP | Urine | 80307 |  | LAB9701 | Test performed only on urine. | Enzyme immunoassay | Drug Screen is useful in identifying unknown drugs in patients with suspected overdose. | Negative | 1 hr | 4 hrs | 7 days a week | 24 hrs | 1 mL Urine
123 | VABGL | BLOOD GAS WITH ELECTROLYTES | ABG Heparinized Syringe | Respiratory TGH Laboratory | BLOOD | See individual | ABG BLODD GAS WITH ELECTROLYTES | LAB2617 | Send specimens to tube station #43. Specimen is stable at room temperature for 30 mins and 1 hr in an ice slurry. | Specific Electrodes | Arterial blood gases are performed to evaluate oxygen and carbon dioxide exchange, respiratory function, and some aspects of acid-base balance. | PO2: >75 mm Hg PCO2: 3.5-45 mm Hg pH: 7.35-7.45 pH Units O2 Sat: >95 % BE OR BD: -2 TO +2 HCO3: 24-27 meq/L Na+: 135-148 mmol/L K+: 3.7-5.3 mmol/L CA++: 1.15-1.38 mmol/L Cl-: 100-112 mmol/L Glucose: 85-125 mmol/L | 10 min. | 45 min. | 7 days a week | 24 hrs. | 1 mL
121 | VABGCL | BLOOD GAS-COOX-ELECTROLYTES | ABG Heparinized Syringe | Respiratory TGH Laboratory and Brandon Healthplex Laboratory | BLOOD | 82803, 82375, 85018, 82805, 82435, 84132, 84295, 82947, 82330 | BLODD GAS WITH CO-OX ELECTROLYTES LACTATE | LAB2808 | Send specimens to tube station #43. Specimen is stable at room temperature for 30 mins and 1 hr in an ice slurry. | Specific Electrodes | Arterial blood gases are performed to evaluate oxygen and carbon dioxide exchange, respiratory function, and some aspects of acid-base balance. | PO2: >75 mm Hg PCO2: 35-45 mm Hg pH: 7.35-7.45 pH Units O2 Sat : > 95 % BE or BD: -2 to +2 HCO3: 24-27 meq/L Hb: 14.1-18.1 g/dL O2Hb: >95 % CO2Hb: 0.0-3.0 % MetHb: 0.0-1.0 % Na+: 135-148 mmol/L K+: 3.7-5.3 mmol/L Ca++: 1.15-1.38 mmol/L Cl-: 100-112 mmol/L Glu: 85-125 mg/dL | 10 min. | 45 min. | 7 days a week | 24 hrs | 1 mL
568 | PCHEM | Pulmonary Chemistry | Green Top (Lithium Heparin) or ABG Heparinized Syringe | Respiratory TGH Laboratory and Brandon Healthplex Laboratory (BHP) | Whole Blood | 82330, 82435, 82565, 82947, 84132, 84295, 84520, 82374 | PULMONARY CHEMISTRY | LAB2207 | Available in NICU only for TGH. Send specimens to tube station #43. For BHP, used as backup testing for Chemistry analyzer downtime only. Specimen is stable at room temperature for 1 hr. Storage on ice is not recommended. |  | This test code includes the following tests: Sodium, Chloride, Potassium, Ionized Calcium, Glucose, BUN, Creatinine, and Carbon Dioxide. | See report | 10 min. | 45 min. | 7 days a week | 24 hrs
120 | ABGCEM | Blood Gas Complete, CODE Blue | ABG Heparinized Syringe | Respiratory TGH Laboratory | Blood | See individual | ABG with COOX, Electrolytes, Lactate, Mg; BG W/COOX,ELEC,LA,MG | LAB2615 | Send specimens to tube station #43. Specimen is stable at room temperature for 30 mins and 1 hr in an ice slurry. | Specific Electrodes | Arterial blood gases are performed to evaluate oxygen and carbon dioxide exchange, respiratory function, and some aspects of acid-base balance. The following tests are included in the AGBCEM: pO2, pCO2, pH, O2, Base Excess/Defecit, HCO3, Hemoglobin, Oxyhemoglobin , Carboxyhemoglobin, Methemoglobin, Sodium, Potassium, Calcium, Chloride, Glucose, Lactate. | PO2: >75 mm Hg MetHb: 0.0-1.0 % PCO2: 35-45 mm Hg Na+: 135-148 mmol/L pH: 7.35-7.45 pH Units K+: 3.7-5..3 mmol/L O2 Sat : > 95 % Ca++: 1.15-1.38 mmol/L BE or BD: -2 to +2 Cl-: 100-112 mmol/L HCO3: 24-27 meq/L Glu: 85-125 mg/dL Hb: 14.1-18.1 g/dL Lac: 0.5-2.2 mg/dL O2Hb: >95 % CO2Hb: 0.0-3.0 % | 10 min. | 45 min. | 7 days a week | 24 hrs. | 1 mL
119 | VABGC | BLOOD GAS WITH CO-OX | ABG Heparinized Syringe | Respiratory TGH Laboratory and Brandon Healthplex Laboratory | BLood | 82803, 82375 | ABG BLOOD GAS WITH CO-OX | LAB91 | Send specimens to tube station #43. Specimen is stable at room temperature for 30 mins and 1 hr in an ice slurry. | Specific Electrodes | Arterial blood gases are performed to evaluate oxygen and carbon dioxide exchange, respiratory function, and some aspects of acid-base balance. | PO2: >75 mm Hg PCO2: 35-45 mm Hg pH: 7.35-7.45 pH Units O2 Sat : > 95 % BE or BD: -2 to +2 HCO3: 24-27 meq/L Hb: 14.1-18.1 g/dL O2Hb: >95 % CO2Hb: 0.0-3.0 % MetHb: 0.0-1.0 % | 10 min. | 45 min. | 7 days a week | All day | 1 mL
155 | PIONCB | IONIZED CALCIUM - (RESPIRATORY CARE) | Light or Dark Green Top (Lithium Heparin) or ABG Heparinized Syringe | Respiratory TGH Laboratory and Brandon Healthplex Laboratory | BLOOD | 82330 | PULM IONIZED CALCIUM BATTERY | LAB54 | Send specimens to tube station #43. Draw separate green tops (Dark Green) if drawing multiple tests. Send the unspun tube for testing. Speicmen is stable at room temperature or refrigerated for 3 hrs. |  | Ionized calcium represents the true bioavailable calcium in the circulation. In situations where the total calcium is normal, but does not fit the clinical picture, a determination of the ionized calcium will, many times, show an elevation in the bioavailable calcium. | 1.15-1.38 mmol/L | 10 min. | 45 min. | 7 days a week | 24 hrs | 1 mL
118 | VABG | BLOOD GAS - Arterial | ABG Heparinized Syringe | Respiratory TGH Laboratory and Brandon Healthplex Laboratory | Blood | 82803 | BLOOD GAS ( ABG) | LAB76 | Send specimens to tube station #43. Specimen is stable at room temperature for 30 mins and 1 hr in an ice slurry. | Specific Electrodes | Arterial blood gases are performed to evaluate oxygen and carbon dioxide exchange, respiratory function, and some aspects of acid-base balance. | PO2: >75 mm Hg O2 Sat: >95 % BE OR BD: -2 TO +2 PCO2: 3.5-45 mm Hg Ph: 7.35-7.45 pH Units HCO3: 24-27 meq/L | 10 min. | 45 min. | 7 days a week | 24 hrs. | 1 mL
887 | OXYC | OXYCODONE SCREEN, URINE | Clear Top Urine, Sterile, Leak proof, Screw Top Container | TGH, BHP | Urine | 80365 |  | LAB9702 | Test performed only on urine. | Enzyme immunoassay | Drug Screen is useful in identifying unknown drugs in patients with suspected overdose. | Negative | 1 hr | 4 hrs | 7 days a week | 24 hrs | 1 mL Urine
378 | PGLUB | GLUCOSE - (TGH RESPIRATORY CARE ONLY) | Green Top (Lithium Heparin) or ABG Heparinized Syringe | Respiratory TGH Laboratory | BLOOD | 82947 | PULM GLUCOSE BATTERY | LAB2200 | Send specimens to tube station #43. Specimen is stable at room temperature for 1 hr. |  |  | 85-125 mg/dL | 10 min. | 45 min. | 7 days a week | 24 hrs | 1 mL
602 | PPHB | PH, PULMONARY (RESPIRATORY CARE) | Green Top (Lithium Heparin) or ABG Heparinized Syringe | Respiratory TGH Laboratory | BLOOD | 82800 | PH | LAB75 | Send specimens to tube station #43. Specimen is stable at room temperature for 30 mins and 1 hr in an ice slurry. |  |  | 7.35-7.45 pH Units | 10 min. | 45 min | 7 days a week | 24 hrs | 1 mL
287 | PLYTES | PULMONARY ELECTROLYTES | Green Top (Lithium Heparin) or ABG Heparinized Syringe | Respiratory TGH Laboratory | BLOOD | See individual | LYTES | LAB2180 | Send specimens to tube station #43. Specimen is stable at room temperature for 1 hr. Storage on ice is not recommended. | Specific Electrodes |  | Na+: 135-148 mMol/L K+: 3.7-5.3 mMol/L CA++: 1.15-1.38 mMol/L Cl-: 100-112 mMol/L Glucose: 85-125 mMol/L | 10 min. | 45 min. | 7 days a week | 24 hrs | 1 mL
532 | PMGB | IONIZED MAGNESIUM (RESPIRATORY CARE) | Green Top (Lithium Heparin) or ABG Heparinized Syringe | Respiratory TGH Laboratory | BLOOD | 83735 | PULM MAGNESIUM BATTERY | LAB2169 | Send specimens to tube station #43. Specimen is stable at room temperature or refrigerated for 3 hrs. |  |  | 0.45-0.60 mMol/L | 10 min. | 45 min. | 7 days a week | 24 hrs
890 | ENS2 | Encephalopathy, Autoimmune Evaluation, Serum | 2 Red Tops | Mayo | Blood, Serum | 86255x19, 86341x1, reflex testing as appropriate |  | LAB10167 | Sent to reference lab. Must be received in the lab by 1300 for same day shipment to Mayo. | Indirect Immunofluorescence Assay | Evaluating new onset encephalopathy (noninfectious or metabolic) comprising confusional states, psychosis, delirium, memory loss, hallucinations, movement disorders, sensory or motor complaints, seizures, dyssomnias, ataxias, nausea, vomiting, inappropriate antidiuresis, coma, dysautonomias, or hypoventiliation in serum specimens. | See Report | Not Available | 10-17 days | Monday - Sunday | Varies per test | 2 mL serum; 4 mLs serum preferred
889 | ENC2 | Encephalopathy. Autoimmune Evaluation, Spinal Fluid | Sterile Cup | Mayo | CSF | 86255 x19, 86341x1, reflex testing as appropriate |  | LAB10166 | Sent to reference laboratory. Must be received in teh lab by 1300 for same day shipment to Mayo. | Indirect Immunofluorescent Assay | Evaluating new onset encephalopathy (noninfectious or metabolic) comprising confusional states, psychosis delirium, memory loss, hallucinations, movement disorders, sensory or motor complaints, seizures, dyssomnias, ataxias, nausea, vomiting, inappropriate antidiuresis, coma, dysautonomias, or hypoventilation in serum specimens. | See Report | Not available | 5-10 days | Monday - Sunday | Varies per test | 2 mLs; 4 mL preferred
889 | ENC2 | Encephalopathy. Autoimmune Evaluation, Spinal Fluid | Sterile Cup | Mayo | CSF | 86255 x19, 86341x1, reflex testing as appropriate |  | LAB10166 | Sent to reference laboratory. Must be received in teh lab by 1300 for same day shipment to Mayo. | Indirect Immunofluorescent Assay | Evaluating new onset encephalopathy (noninfectious or metabolic) comprising confusional states, psychosis delirium, memory loss, hallucinations, movement disorders, sensory or motor complaints, seizures, dyssomnias, ataxias, nausea, vomiting, inappropriate antidiuresis, coma, dysautonomias, or hypoventilation in CSF specimens. | See Report | Not available | 5-10 days | Monday - Sunday | Varies per test | 2 mLs; 4 mL preferred
892 | PAVAL | Paraneoplastic Autoantibody Evaluation, Serum | 2 red tops | Mayo | Blood - Serum | 83519x3, 86255x9, reflex testing as appropriate |  | LAB10169 | Sent to reference laboratory. Must be received in the lab by 1300 for same day shipment to Mayo. | Indirect Immunofluorescence Assay | Serological evaluation of patients who present with a subacute neurological disorder of undertermined etiology, especially those with known risk factors for cancer. | See Report | Not available | 10-17 days | Monday - Sunday | Varies per test | 2 mL serum; 4 mLs serum preferred
891 | PAC1 | Paraneoplastic Autoantibody Evaluation, CSF | Sterile container | Mayo | CSF | 86255x9, reflex testing as appropriate |  | LAB10168 | Sent to reference laboratory. Must be received in the lab by 1300 for same day shipment to Mayo. | Indirect Immunofluorescence Assay | Aids in the diagnosis of paraneoplastic neurological autoimmune disorders related to carcinoma of lung, breast, ovary, thymoma, or Hodgkins lymphoma in spinal fluid specimens. | See Report | Not available | 10-17 days | Monday - Sunday | Varies per test | 2 mLs; 4mLs preferred
26 | ALC | Alcohol | Red Top (No Additive), Green Top (Lithium Heparin) | Chemistry TGH Laboratory | Blood | 82055 | Alcohol, ETOH, Ethanol | LAB46 | DO not use alcohol as a disinfectant when collecting or storing blood products. | Enzymatic rate | Quantitation of alcohol for the medical screening of patients. This test is used to diagnosis alcohol intoxication and determine appropriate therapy. | Negative | 1 hour | 4 hrs | 7 days | 24 hrs | 0.5 mL (1 microtainer)